## All devices
Working document of Commission services
Current performance of COVID-19 test methods and devices and proposed performance criteria
Annex 1
ID | Source | Status | Speed | Type | Immuno-subtype | Manufacturer | Commercial Name | Regulatory Status
1 | FINDX org | Commercialized | Manual NAT | PCR |  | 1drop Inc. | 1copy™ COVID-19 qPCR Kit | CE-IVD
2 | 360 DX Coronavirus Test Tracker | Commercialized | Automated lab-based, near-POC NAT or POC NAT | PCR |  | 3D Medicine Science & Technology Co., Ltd | ANDiS® SARS-CoV-2 RT-qPCR Detection Kit | CE-IVD, US FDA-EUA
3 | FINDX org | Commercialized | Manual NAT | PCR |  | 3B BlackBio Biotech India Ltd | TRUPCR®SARS-CoV-2 RT qPCR Kit | IVD-India
4 | FINDX org | Commercialized | Manual NAT | PCR |  | 3D Biomedicine Science & Technology Co., Ltd | 3DMed 2019-nCoV RT-qPCR Detection Kit | Research Use Only
5 | FINDX org | Commercialized | Manual NAT | PCR |  | AB ANALITICA srl | REALQUALITY RQ-2019-nCoV | CE-IVD
6 | FINDX org | Commercialized | Manual NAT | PCR |  | AB ANALITICA srl | REALQUALITY RQ-SARS-CoV-2 | Research Use Only
7 | FINDX org | Commercialized | Automated lab-based, near-POC NAT or POC NAT | PCR |  | Abacus Diagnostica | GenomEra SARS-CoV-2 | Research Use Only
8 | FINDX org | Commercialized | Automated lab-based, near-POC NAT or POC NAT | PCR |  | Abbott Molecular Inc. | Abbott RealTime SARS-CoV-2 EUA test | CE-IVD, US FDA-EUA
9 | FINDX org | In development | Rapid diagnostic test | Immunoassay |  | Absea Biotechnology Ltd, | The non-invasive MEGA test of SARS-CoV-2 | in development
10 | FINDX org | In development | Manual or automated Immunoassays | Immunoassay |  | Abwiz Bio | RabWiz Ultra Sensitive COIV-19 Viral Antigen Test Kit (ELISA) | in development
11 | FINDX org | In development |  | Immunoassay |  | Academia Sinica | Anti-SARS-CoV-2 nucleocapsid protein human IgM/IgG rapid detection kit | in development
12 | Other |  |  | Immunoassay |  | Academia Sinica | SARS-CoV-2 Nucleocapsid Protein Rapid Detection Kit | in development
13 | FINDX org | Commercialized | Manual NAT | PCR |  | Accelerate Technology Pte Ltd | A*STAR Fortitude Kit 2.0 (Singapore HSA) – PCR kit | Singapore HSA
14 | FINDX org | Commercialized | Rapid diagnostic test | Immunoassay | IgG/IgM | AccuBioTech Co. Ltd | Accu-Tell COVID-19 IgG/IgM Rapid Test Cassette | CE-IVD
15 | FINDX org | Commercialized | Manual NAT | PCR |  | Acumen Research Laboratories Pte Ltd | Acu-Corona 2.0 | Singapore HSA
16 | FINDX org | Commercialized | Manual NAT | PCR |  | Acumen Research Laboratories Pte Ltd | Acu-Corona | Research Use Only (ISO 13485)
17 | FINDX org | Commercialized | Manual NAT | PCR |  | ADT Biotech | LyteStar 2019-nCoV RT-PCR Kit 1.0 | Research Use Only (ISO 13485)
18 | FINDX org | In development |  | Immunoassay | IgG/IgM | AIVD Biotech Inc. | COVID-19 IgG/IgM Rapid Test (colloidal gold-based) | in development
19 | FINDX org | Commercialized | Manual NAT | PCR |  | Advanced Molecular Diagnostics | Zena Max – SARS-COV-2 Real Time PCR Detection Kit | CE-IVD
20 | FINDX org | In development | Automated lab-based, near-POC NAT or POC NAT | PCR |  | Aldatu Biosciences | PANDAA qDx SARS-CoV-2 | Proof of Concept
21 | FINDX org | Commercialized | Rapid diagnostic test | Immunoassay |  | Alfa Scientific Designs Inc. | DrivenFlow COVID-19 | CE-IVD
22 | FINDX org | Commercialized | Manual NAT | PCR |  | altona Diagnostics | RealStar® SARS-CoV-2 RT-PCR Kit | Research Use Only
23 | Other | In development | Rapid diagnostic test | RT-PCR |  | altona Diagnostics | Rapid detection of coronavirus RNA from respiratory samples | CE-IVD
24 | FINDX org | Commercialized | Rapid diagnostic test | Immunoassay | IgG/IgM | AmonMed Biotechnology Co., Ltd | COVID-19 IgM/IgG test kit (Rare Earth Nano Fluorescence Immunochromatography) | CE-IVD
25 | FINDX org | Commercialized | Rapid diagnostic test | Immunoassay | IgG/IgM | AmonMed Biotechnology Co., Ltd | COVID-19 IgM/IgG test kit (Colloidal Gold) | CE-IVD
26 | FINDX org | Commercialized | Rapid diagnostic test | Immunoassay | Ag | AmonMed Biotechnology Co., Ltd | COVID-19 Antigen Test Kit (Rare Earth Nano Fluorescence Immunochromatography) | CE-IVD
27 | FINDX org | Commercialized | Rapid diagnostic test | Immunoassay | IgM | AmonMed Biotechnology Co., Ltd | COVID-19/Influenza A virus/Influenza B virus IgM combo test kit (Rare Earth Nano Fluorescence Immunochromatography) | CE-IVD
28 | FINDX org | Commercialized | Rapid diagnostic test | Immunoassay |  | AmonMed Biotechnology Co., Ltd | COVID-19/Influenza A virus/Influenza B virus test kit (Rare Earth Nano Fluorescence Immunochromatography) | CE-IVD
29 | Other | Commercialized | Manual NAT | PCR |  | Amoy Diagnostics Co., Ltd | AmoyDx® Novel Coronavirus (2019 nCoV) Detection Kit | CE-IVD
30 | FINDX org | Commercialized | Manual NAT | PCR |  | Ampligene India Biotech, Pvt. Ltd, | AmpEZ Rapid and Sensitive Realtime Covid-19 Test | Proof of Concept
31 | FINDX org | Commercialized | Automated lab-based, near-POC NAT or POC NAT | PCR |  | Anatolia Geneworks | Bosphore Novel Coronavirus (2019-nCoV) Detection Kit | CE-IVD
32 | FINDX org | Commercialized | Automated lab-based, near-POC NAT or POC NAT | PCR |  | Anbio (Xiamen) Biotechnology Co., Ltd. | COVID-19 Hybrid Capture Fluorescence Immunoassay Test | China, FDA-EUA
33 | FINDX org | Commercialized | Manual NAT | PCR |  | Anhui Anlong Gene Technology Co., Ltd | Detection Kit for 2019-nCov nucleic acid (Fluorescence PCR) | CE-IVD
34 | FINDX org | Commercialized | Rapid diagnostic test | Immunoassay | IgG/IgM | Anhui Deep Blue Medical Technology Co., Ltd | Colloidal gold strip for SARS-CoV-2 IgG & IgM | Research Use Only
35 | FINDX org | Commercialized | Automated lab-based, near-POC NAT or POC NAT | PCR |  | Anlongen | nConV-19 Nucleic Acid qPCR Kit | CE-IVD, US FDA-EUA, China
36 | FINDX org | Commercialized | Rapid diagnostic test | Immunoassay | IgG/IgM | Anomalous Materials Pte Ltd | 2019-nCoV IgG/IgM Rapid Testing Kit | CE-IVD
37 | FINDX org | In development |  | Immunoassay | Ag | Aptamer Group Ltd | ADx SARS Co V-2 Virus Antigen Rapid Point of Care Test | in development
38 | FINDX org | In development |  | Immunoassay | Ag | Assure Tech. (Hangzhou) Co., Ltd | COVID-19 Antigen Rapid Test Device | in development
39 | FINDX org | Commercialized | Rapid diagnostic test | Immunoassay | IgG/IgM | Assure Tech. (Hangzhou) Co., Ltd | COVID-19 IgG/IgM Rapid Test Device | CE-IVD
40 | 360 DX Coronavirus Test Tracker | In development |  | PCR |  | ARUP Laboratories | COVID-19 | EUA planned
41 | FINDX org | Commercialized | Manual NAT | PCR |  | Atila BioSystems | iAMP COVID Detection Kit | Research Use Only
42 | FINDX org | In development | Manual NAT | other diagnostics |  | Ativa Medical | Ativa Enhanced Screen | Proof of Concept
43 | FINDX org | Commercialized |  | PCR |  | Atila BioSystems, Inc. | Atila iAMP COVID-2019 Detection Kit | Research Use Only
44 | FINDX org | In development | Manual or automated Immunoassays | Immunoassay | IgG/IgM | Attomarker Ltd | Quantitative Immuno-kinetic assay for Covid-19 IgG+IgM+IgA for a multiantigen panel with CRP | in development
45 | FINDX org | In development | Automated lab-based, near-POC NAT or POC NAT | PCR |  | Aurora Biomed Inc. | SARS-COV-2 Detection Kit for the VERSA Viral Detection workstation | in development
46 | FINDX org | Commercialized | Automated lab-based, near-POC NAT or POC NAT | PCR |  | AusDiagnostics | SARS-CoV-2, Influenza and RSV 8-well | Research Use Only
47 | FINDX org | Commercialized | Rapid diagnostic test | Immunoassay | IgG/IgM | Avioq Bio-Tech Co., Ltd | Novel Coronavirus (2019-nCov)Antibody IgG/IgM Assay Kit (Colloidal Gold) | in development
48 | 360 DX Coronavirus Test Tracker | In development |  | PCR |  | Avellino Lab | Avellino SARS-CoV-2/COVID-19 (AvellinoCoV2) | Lab test; EUA planned
49 | FINDX org | Commercialized | Automated lab-based, near-POC NAT or POC NAT | PCR |  | Bai-care (Tianjin) Biotechnology Co., Ltd | Multiplex Nucleic Acid Detection Kit for Respiratory Pathogens | CE-IVD
50 | FINDX org | In development | Rapid diagnostic test | Immunoassay | IgG/IgM | Baiya Phytopharm, Co, Ltd | Baiya Rapid COVID-19 IgM/IgG test kit | in development
51 | FINDX org | Commercialized | Manual NAT | PCR |  | Bao Ruiyuan Biotech (Beijing) Co., Ltd. | Novel Coronavivus(2019-nCov)Nucleic Acid Detection Kit-Multiple Fluorescence PCR | Research Use Only
52 | FINDX org | Commercialized | Rapid diagnostic test | Immunoassay | Ag | Beijing Abace Biology Co., Ltd | COVID-19 Viral Antigen Test Kit (Colloidal Gold Immunochromatography) | CE-IVD
53 | FINDX org | Commercialized | Manual or automated Immunoassays | Immunoassay | Ag | Beijing Abace Biology Co., Ltd | COVID-19 Viral Antigen Test Kit (ELISA) | CE-IVD
54 | FINDX org | Commercialized | Rapid diagnostic test | Immunoassay | IgG/IgM | Beijing Abace Biology Co., Ltd | COVID-19 Antibody (IgG/IgM)Test Kit (Colloidal Gold Immunochromatography) | CE-IVD
55 | FINDX org | Commercialized | Manual or automated Immunoassays | Immunoassay | IgM | Beijing Abace Biology Co., Ltd | COVID-19 IgM Antibody Test Kit (ELISA) | CE-IVD
56 | FINDX org | Commercialized | Manual or automated Immunoassays | Immunoassay | IgG | Beijing Abace Biology Co., Ltd | COVID-19 IgG Antibody Test Kit (ELISA) | CE-IVD
57 | FINDX org | Commercialized | Automated lab-based, near-POC NAT or POC NAT | PCR |  | Beijing Applied Biological Technologies Co., Ltd | Multiple Real-Time PCR Kit for Detection of 2019-nCoV (manual & automated lab-based) | CE-IVD, China FDA–EUA
58 | FINDX org | In development | Manual NAT | PCR |  | Beijing Beier Bioengineering Co., Ltd | Multiple Real-Time PCR Kit for Detection of 2019-nCoV | in development
59 | FINDX org | Commercialized | Manual NAT | PCR |  | Beijing Biochem Hengye Science & Technology Development Co., Ltd | SARS-CoV-2 Real-Time RT-PCR Kit | Research Use Only
60 | FINDX org | Commercialized | Automated lab-based, near-POC NAT or POC NAT | PCR panel |  | Beijing Bohui Innovation Biotechnology | Fully Automated 26 Plex RES Panel Assay | Research Use Only
61 | FINDX org | Commercialized | Automated lab-based, near-POC NAT or POC NAT | PCR |  | Beijing Bohui Innovation Biotechnology | Automated SarS-CoV-2 NAT | Research Use Only
62 | FINDX org | Commercialized | Rapid diagnostic test | Immunoassay | IgM | Beijing Diagreat Biotechnologies Co., Ltd | 2019-nCoV IgM Antibody Determination Kit | CE-IVD
63 | FINDX org | Commercialized | Rapid diagnostic test | Immunoassay | IgG | Beijing Diagreat Biotechnologies Co., Ltd | 2019-nCoV IgG Antibody Determination Kit | CE-IVD
64 | FINDX org | Commercialized | Manual NAT | PCR |  | Beijing Genskey Medical Technology Co., Ltd | SARS-CoV-2 Nucleic Acid Detection Kit (RT-qPCR with Taqman-Probe | Research Use Only
65 | FINDX org | In development |  | Digital solutions |  | Beijing Infervision Technology Co. Ltd | InferRead CT Pneumonia | in development
66 | FINDX org | Commercialized | Rapid diagnostic test | Immunoassay | Ag | Beijing Kewei Clinical Diagnostic Reagent Inc. | Kewei COVID-19 Antigen Rapid Test Kit (Colloidal Gold) | CE-IVD
67 | FINDX org | Commercialized | Manual or automated Immunoassays | Immunoassay | IgM | Beijing Kewei Clinical Diagnostic Reagent Inc. | Kewei COVID-19 IgM ELISA Test Kit | CE-IVD
68 | FINDX org | Commercialized | Manual or automated Immunoassays | Immunoassay | Ag | Beijing Kewei Clinical Diagnostic Reagent Inc. | Kewei COVID-19 Antigen ELISA Test Kit | CE-IVD
69 | FINDX org | Commercialized | Manual or automated Immunoassays | Immunoassay | IgG | Beijing Kewei Clinical Diagnostic Reagent Inc. | Kewei COVID-19 IgG ELISA Test Kit | CE-IVD
70 | FINDX org | Commercialized | Rapid diagnostic test | Immunoassay | Ag | Beijing Kewei Clinical Diagnostic Reagent Inc. | Kewei COVID-19 Antigen Rapid Test Kit (Fluorescence) | CE-IVD
71 | FINDX org | Commercialized | Rapid diagnostic test | Immunoassay | IgM | Beijing Kewei Clinical Diagnostic Reagent Inc. | Kewei COVID-19 IgG/IgM Rapid Test Kit (Colloidal Gold) | CE-IVD
72 | FINDX org | Commercialized | Rapid diagnostic test | Immunoassay | IgG/IgM | Beijing Kewei Clinical Diagnostic Reagent Inc. | Kewei COVID-19 IgG/IgM Rapid Test Kit (Fluorescence) | CE-IVD
73 | FINDX org | Commercialized | Manual NAT | PCR |  | Beijing Kinhawk Pharmaceutical Co., Ltd | 2019-nCoV ORF1ab/N Gene Detection Kit (Fluorescence PCR Method) | Research Use Only
74 | FINDX org | Commercialized | Automated lab-based, near-POC NAT or POC NAT | PCR |  | Beijing Microread Genetics Co.,Ltd | COVID-19 (SARS-CoV-2) Detection Kit (LAMP) | CE-IVD
75 | FINDX org | Commercialized | Manual NAT | PCR |  | Beijing NaGene Diagnosis Reagent Co., Ltd | Multiple Real-Time PCR kit for Detection of 2019-nCoV | Research Use Only
76 | FINDX org | Commercialized | Manual or automated Immunoassays | Immunoassay | Ag | Beijing Savant Biotechnology Co., Ltd | SARS-Cov-2 Antigen Fluorescence Rapid Detection Kit | CE-IVD
77 | FINDX org | Commercialized | Rapid diagnostic test | Immunoassay | IgG/IgM | Beijing Tigsun Diagnostics Co. Ltd | Tigsun COVID-19 Combo IgM/IgG Rapid Test (Lateral Flow Method) | CE-IVD
78 | FINDX org | In development | Manual or automated | Immunoassay |  | Beijing Shengkun Kangru Medical Equipment Co., Ltd. | 2019-nCoV Detection kit (quantum dot immunofluorescence method) | Validated
79 | FINDX org | Commercialized | Manual or automated Immunoassays | Immunoassay | IgM | Beijing Wantai Biological Pharmacy Enterprise Co., Ltd | Wantai SARS-CoV-2 IgM ELISA | Research Use Only
80 | FINDX org | Commercialized | Manual or automated Immunoassays | Immunoassay | Ag | Beijing Wantai Biological Pharmacy Enterprise Co., Ltd | Wantai SARS-CoV-2 Ab ELISA | Research Use Only
81 | FINDX org | Commercialized | Manual NAT | PCR |  | Beijing Wantai Biological Pharmacy Enterprise Co., Ltd | Wantai SARS-CoV-2 RT-PCR Kit | Research Use Only
82 | FINDX org | Commercialized | Rapid diagnostic test | Immunoassay |  | Beijing Wantai Biological Pharmacy Enterprise Co., Ltd | Wantai SARS-CoV-2 Ab Rapid Test | Research Use Only
83 | Other | Commercialized |  | Metagenomic sequencing kit, probe anchor |  | BGI Group | 2019-nCoV nucleic acid detection kit using combinatorial probe-anchor synthesis method | China NMPA
84 | FINDX org | Commercialized | Manual NAT | PCR |  | BGI Health (HK) Co. Ltd. | Real-time fluorescent RT-PCR kit for detecting 2019 nCoV | China, FDA-EUA
85 | FINDX org | Commercialized | Manual or automated Immunoassays | Immunoassay | panel | Bio-Techne | Ella / Simple Plex COVID-19 16×4 Standard Panel | Research Use Only
86 | FINDX org | Commercialized | Automated lab-based, near-POC NAT or POC NAT | PCR |  | BioFire Defense, LLC | BioFire COVID-19 Test | US, FDA-EUA
87 | FINDX org | Commercialized | Rapid diagnostic test | Immunoassay | IgG/IgM | BIOHIT HealthCare (Hefei) Co., Ltd | SARS-CoV-2 IgM/IgG antibody test kit (Colloidal Gold Method) | CE-IVD
88 | FINDX org | Commercialized | Rapid diagnostic test | Immunoassay | IgG/IgM | BIOMAXIMA S.A. | 2019-nCoV IgG/IgM Rapid Test Cassette | CE-IVD
89 | FINDX org | Commercialized | Manual NAT | PCR |  | BIOMAXIMA S.A. | SARS-CoV-2 Real Time PCR LAB-KIT™ | CE-IVD
90 | FINDX org | Commercialized | Rapid diagnostic test | Immunoassay | IgG/IgM | BioMedomics, Inc. | COVID-19 IgM-IgG Dual Antibody Rapid Test | CE-IVD
91 | FINDX org | Commercialized | Automated lab-based, near-POC NAT or POC NAT | PCR |  | Biomeme | COVID-19 Go Strips | Research Use Only
92 | FINDX org | Commercialized | Rapid diagnostic test | Immunoassay | IgG/IgM | Biomerica Inc. | 10 Minutes COVID-19 IgG/IgM Rapid Test | UEA planned
93 | FINDX org | Commercialized | Manual or automated | PCR |  | bioMérieux SA | SARS-COV-2 R-GENE® (manual & automated lab-based) | Research Use Only
94 | FINDX org | In development | Automated lab-based, near-POC NAT or POC NAT | PCR |  | bioMérieux SA | BIOFIRE® Respiratory Panel 2.1 (RP2.1) | Proof of Concept
95 | FINDX org | Commercialized | Manual NAT | PCR |  | bioMérieux SA | BIOFIRE® FILMARRAY® technology specific for SARS-CoV-2 | Proof of Concept
96 | FINDX org | Commercialized | Automated lab-based, near-POC NAT or POC NAT | PCR |  | BIONEER Corporation | AccuPower® 2019-nCoV Real Time RT-PCR Kit (manual kit: NCV-2122, lab-based automated kit: NCV-1111) | Research Use Only
97 | Other | Commercialized |  | PCR panel |  | BioRad | standard for SARS-CoV-2 | Research Use Only
98 | Other | Commercialized |  | PCR panel |  | BioRad | SARS-CoV-2 Negative | Research Use Only
99 | Other | Commercialized |  | PCR |  | BioRad | SARS-CoV-2 / COVID-19 Assa | Research Use Only
100 | 360 DX Coronavirus Test Tracker | In development |  | PCR |  | BioReference Laboratories | Novel Coronavirus COVID-19 | Lab test; EUA planned
101 | FINDX org | Commercialized | Manual NAT | PCR |  | Biotech & Biomedicine (Shenyang) Group Ltd | Real Time PCR Detection Kit For COVID-19 Coronavirus | CE-IVD
102 | FINDX org | Commercialized | Manual NAT | PCR |  | Biotech & Biomedicine (Shenyang) Group Ltd | Colorimetric and Isothermal Detection Kit for COVID-19 Coronavirus | CE-IVD
103 | FINDX org | Commercialized | Manual or automated Immunoassays | Immunoassay |  | BluSense Diagnostics ApS | ViroTrack COVID IgA+IgM/IgG/Total Ig Ab | Research Use Only
104 | FINDX org | Commercialized | Manual NAT | PCR |  | Boditech Inc. | ExAmplar COVID-19 real-time PCR kit (L) | Research Use Only
105 | FINDX org | Commercialized | Manual or automated Immunoassays | Immunoassay | Ag | Boditech Med, Inc. | AFIAS COVID-19, Viral Antigen | Research Use Only
106 | FINDX org | Commercialized | Manual or automated Immunoassays | Immunoassay | IgG/IgM | Boditech Med, Inc. | AFIAS COVID-19 Ab, IgM/IgG | Research Use Only
107 | FINDX org | Commercialized | Manual or automated Immunoassays | Immunoassay | Ag | Boditech Med, Inc. | Ichroma COVID-19, viral antigen | Research Use Only
108 | FINDX org | Commercialized | Manual or automated Immunoassays | Immunoassay | IgG/IgM | Boditech Med, Inc. | Ichromia COVID-19 Ab, IgM/IgG | Research Use Only
109 | FINDX org | In development |  | Immunoassay | IgG/IgM | Bright Line Research | Rona 19 Screen Coronavirus (SARS-CoV-2) IgG/IgM Rapid Test | in development
110 | FINDX org | Commercialized | Rapid diagnostic test | Immunoassay | IgG/IgM | BTNX Inc. | Rapid Response COVID-19 IgG/IgM Test Cassette (Whole Blood/Serum/Plasma) | Research Use Only
111 | FINDX org | Commercialized | Rapid diagnostic test | Immunoassay | IgG/IgM | Camtech Diagnostics Pte Ltd | Camtech COVID-19 Rapid Test Kit
112 | FINDX org | In development |  | Sample collection /inactivation |  | Canary Health Technologies | AiroStotleCV19 (Breath VOCs) | in development
113 | FINDX org | Commercialized | Manual NAT | PCR |  | Cancer Rop Co., Ltd. | Q-Sens® 2019-nCoV Detection Kit | CE-IVD
114 | FINDX org | Commercialized | Automated lab-based, near-POC NAT or POC NAT | PCR |  | CapitalBio Technology | Respiratory Virus Nucleic Acid Detection Kit (Isothermal Amplification Chip Method) | China-FDA
115 | FINDX org | In development | Automated lab-based, near-POC NAT or POC NAT | PCR |  | Caspr Biotech | Phantom 1.0 Dx (near POC) | in development
116 | FINDX org | Commercialized | Rapid diagnostic test | Immunoassay | IgG/IgM | Cellex Inc. | Cellex qSARS-CoV-2 IgGIgM Cassette Rapid Test | CE-IVD, US FDA–EUA
117 | FINDX org | Commercialized | Manual NAT | PCR |  | CellSafe | UltrFast RT-qLAMP COVID19 Detection kit | Research Use Only
118 | FINDX org | Commercialized | Manual NAT | PCR |  | CellSafe | Qplex COVID-19 RT-qLAMP Assay | Research Use Only
119 | FINDX org | Commercialized | Manual NAT | PCR |  | CellSafe | FastRT-qPCR COVID19 detection kit | Research Use Only
120 | 360 DX Coronavirus Test Tracker | Commercialized |  | PCR panel |  | Centers for Disease Control and Prevention (performed at qualified high-complexity CLIA laboratories designated by CDC) | CDC 2019-Novel Coronavirus (2019-nCoV) Real-Time RT-PCR Diagnostic Panel (CDC) | EUA 2/4/2020
121 | FINDX org | Commercialized | Automated lab-based, near-POC NAT or POC NAT | PCR |  | Cepheid | Xpert Xpress SARS-CoV-2 | US FDA, EUA
122 | FINDX org | Commercialized | Manual NAT | PCR |  | CerTest Biotec, S.L. | VIASURE SARS-CoV-2 Real Time PCR Detection Kit | CE-IVD
123 | FINDX org | Commercialized | Manual NAT | PCR |  | Certest Biotec, S.L. | VIASURE SARS-CoV-2 S gene Real Time PCR Detection Kit | CE-IVD
124 | FINDX org | Commercialized | Automated lab-based, near-POC NAT or POC NAT | PCR |  | CerTest Biotec, S.L. | VIASURE SARS-CoV-2 S gene Real Time PCR Detection Kit adapted for BD MAX™ System | CE-IVD
125 | FINDX org | Commercialized | Manual NAT | PCR |  | Chaozhou Hybribio Biochemistry Ltd | COVID-19 Real-Time PCR Kit (manual & automated lab-based) | CE-IVD
126 | FINDX org | Commercialized | Manual NAT | PCR |  | Chengdu Fengji Biotechnology Co., Ltd of China | 2019-nCoV Nucleic acid detection kit (multiplex PCR fluorescent probe method) | Research Use Only
127 | Other | Commercialized |  | PCR primers and probes |  | Chinese National Institute for Viral Disease Control and Prevention | New coronavirus nucleic acid assay | China
128 | FINDX org | Commercialized | Manual NAT | PCR |  | ChromaCode, Inc. | ChromaCode COVID-19 Six Target Single Well Assay | Research Use Only
129 | FINDX org | Commercialized | Manual NAT | PCR |  | Clonit | quanty-CONV-19 | CE-IVD
130 | FINDX org | Commercialized | Manual NAT | PCR |  | Co-diagnostics | Logix Smart Coronavirus disease 2019 (COVID-19) | CE-IVD
131 | FINDX org | Commercialized | Rapid diagnostic test | colour |  | Confirm Bioscience | Instant COVID-19 “Coronavirus” Test | CE-IVD, China
132 | FINDX org | Commercialized | Rapid diagnostic test | Immunoassay | IgG/IgM | Core Technology Co., Ltd | COVID-19 IgM/IgG Ab Test | CE-IVD
133 | FINDX org | Commercialized | Rapid diagnostic test | Immunoassay | Ag | Coris BioConcept | COVID-19 Ag Respi-Strip | CE-IVD
134 | FINDX org | In development | Automated lab-based, near-POC NAT or POC NAT | PCR |  | Coyote Bioscience | 2019-nCoV Prep Free QPCR Assay | in development
135 | FINDX org | Commercialized | Manual NAT | Immunoassay |  | Creative Biolabs | SARS-CoV-2 (2019-nCoV) Spike Protein ELISA Kit | Research Use Only
136 | FINDX org | Commercialized | Manual NAT | Immunoassay |  | Creative Biolabs | SARS-CoV-2 (2019-nCoV) Nucleoprotein Protein ELISA Kit | Research Use Only
137 | FINDX org | Commercialized | Manual or automated Immunoassays | Immunoassay | IgG/IgM | Creative Diagnostics | SARS-COV-2 Total Antibody ELISA Kit | Research Use Only
138 | FINDX org | Commercialized | Manual or automated Immunoassays | Immunoassay | IgG | Creative Diagnostics | SARS-CoV-2 IgG ELISA Kit | Research Use Only
139 | FINDX org | Commercialized | Manual or automated Immunoassays | Immunoassay | IgM | Creative Diagnostics | SARS-CoV-2 IgM ELISA Kit | Research Use Only
140 | FINDX org | Commercialized | Manual or automated Immunoassays | Immunoassay | ag | Creative Diagnostics | SARS-CoV-2 Antigen ELISA Kit | Research Use Only
141 | FINDX org | Commercialized | Automated lab-based, near-POC NAT or POC NAT | PCR |  | Credo Diagnostics Biomedical | VitaPCR COVID-19 assay | Research Use Only
142 | FINDX org | Commercialized | Manual NAT | Immunoassay | IgG/IgM | CTK Biotech, Inc. | OnSite COVID-19 IgG/IgM Rapid Test | Research Use Only
143 | FINDX org | Commercialized | Manual NAT | PCR |  | CTK Biotech, Inc. | Aridia COVID-19 Real Time PCR Test | CE-IVD
144 | FINDX org | Commercialized | Manual NAT | PCR |  | DAAN Gene Co., Ltd of Sun Yat-sen University | Novel Coronavirus (2019-nCoV) Real Time Multiplex RT-PCR kit | CE-IVD, China FDA–EUA
145 | FINDX org | In development | Manual or automated Immunoassays | Immunoassay |  | DART Diagnostics | DART COVID-19 | in development
146 | 360 DX Coronavirus Test Tracker | In development |  | RT-PCR |  | Diagnostic Solutions Laboratory | COVID-19 Assay | Lab test; EUA submitted
147 | FINDX org | Commercialized | Automated lab-based, near-POC NAT or POC NAT | PCR |  | Diagnostics for the Real World Ltd | SAMBA II COVID-19 Test (near-POC NAT) | in development
148 | 360 DX Coronavirus Test Tracker | Commercialized | Manual NAT | TEM-PCR |  | Diatheva SRL | COVID-19 PCR DIATHEVA Detection kit | CE-IVD
149 | FINDX org | Commercialized | Rapid diagnostic test | Immunoassay | IgG | DRG International, Inc. | COVID-19 lgM, EIA-6147 | CE-IVD
150 | FINDX org | Commercialized | Rapid diagnostic test | Immunoassay | IgM | DRG International, Inc. | COVID-19 lgG, EIA-6146 | CE-IVD
151 | FINDX org | Commercialized | Manual NAT | PCR |  | Dynamiker Biotechnology (Tianjin) Co., Ltd | Novel Coronavirus(2019-nCov)RT-PCR Kit | Research Use Only
152 | FINDX org | Commercialized | Rapid diagnostic test | Immunoassay | IgG/IgM | Dynamiker Biotechnology (Tianjin) Co., Ltd. | 2019 nCOV IgG/IgM Rapid Test | CE-IVD
153 | FINDX org | Commercialized | Manual or automated Immunoassays | Immunoassay | IgM | Eagle Biosciences Inc. | COVID-19 IgM ELISA Assay | Research Use Only
154 | FINDX org | Commercialized | Manual or automated Immunoassays | Immunoassay | IgG | Eagle Biosciences Inc. | COVID-19 IgG ELISA Assay | Research Use Only
155 | FINDX org | Commercialized | Manual NAT | PCR |  | Edinburgh Genetics Limited | COVID-19 Real-time PCR Testing Kit | CE-IVD, China, FDA, EUA
156 | FINDX org | Commercialized | Rapid diagnostic test | Immunoassay | IgG/IgM | Edinburgh Genetics Limited | 2019 nCoV novel coronavirus antibody detection reagent (Colloidal gold) | CE-IVD
157 | FINDX org | Commercialized | Manual or automated Immunoassays | Immunoassay | IgG | Epitope Diagnostics, Inc. | EDI™ Novel Coronavirus COVID-19 IgG ELISA Kit | CE-IVD
158 | FINDX org | Commercialized | Manual or automated Immunoassays | Immunoassay | IgM | Epitope Diagnostics, Inc. | EDI™ Novel Coronavirus COVID-19 IgM ELISA Kit | CE-IVD
159 | FINDX org | Commercialized | Manual NAT | PCR |  | EUROIMMUN AG | EURORealTime SARS-CoV-2 | CE-IVD
160 | FINDX org | Commercialized | Manual or automated | Immunoassay | IgA | EUROIMMUN AG | Anti-SARS-CoV-2 ELISA (IgA) | CE-IVD
161 | FINDX org | Commercialized | Manual or automated | Immunoassay | IgG | EUROIMMUN AG | Anti-SARS-CoV-2 ELISA (IgG) | CE-IVD
162 | FINDX org | In development |  | Sample collection /inactivation |  | FABPulous/DTwist BV | DTwist | Proof of Concept
163 | FINDX org | In development | Automated lab-based, near-POC NAT or POC NAT | PCR |  | Fast Track Diagnostics Luxembourg S.à r.l., a Siemens Healthineers Company | FTD-114 SARS-CoV-2 (manual & lab-based NAT) | in development
164 | FINDX org | In development | Automated lab-based, near-POC NAT or POC NAT | Immunoassay | IgG/IgM | FemtoDx | COVID-19 Antibody Test | in development
165 | FINDX org | In development | Rapid diagnostic test | Immunoassay | IgG/IgM | FemtoDx | COVID-19 Rapid Home Nucleic Acid Test | in development
166 | 360 DX Coronavirus Test Tracker | Commercialized |  | NGS |  | Fulgent Genetics/MedScan Laboratory | COVID-19 | in development
167 | FINDX org | In development | Automated lab-based, near-POC NAT or POC NAT | PCR |  | Fluxergy LLC | Fluxergy Sample-to-Answer SARS-CoV-2 RT-PCR | in development
168 | FINDX org | Commercialized | Rapid diagnostic test | Immunoassay | IgG/IgM | GenBody, Inc. | GenBody COVID-19 IgM/IgG DUO | Research Use Only
169 | FINDX org | Commercialized | Rapid diagnostic test | Immunoassay | IgG/IgM | GenBody, Inc. | GenBody COVID-19 IgM/IgG | CE-IVD
170 | FINDX org | Commercialized | Manual or automated | Immunoassay | IgG/IgM | GenBody, Inc. | GenBody FIA COVID-19 IgM/IgG | Research Use Only
171 | FINDX org | Commercialized | Manual NAT | PCR |  | Gencurix Inc. | GenePro COVID-19 Detection Test | CE-IVD
172 | FINDX org | Commercialized | Manual NAT | PCR |  | Gencurix Inc. | GenePro COVID-19 Detection Test v2 | CE-IVD
173 | FINDX org | Commercialized | Manual NAT | PCR |  | Gene Biosystems | Gene Bio COVID-19 Qualitative Real Time PCR Kit Ver. 1.0 | Research Use Only
174 | FINDX org | In development | Automated lab-based, near-POC NAT or POC NAT | PCR |  | genedrive plc | Genedrive®96 SARS-CoV-2 Kit | in development
175 | FINDX org | Commercialized | Manual NAT | PCR |  | GeneFirst Ltd | The Novel Coronavirus (2019-nCoV) Nucleic Acid Test Kit | Research Use Only
176 | FINDX org | Commercialized | Manual NAT | PCR |  | GeneFirst Ltd | Respiratory Pathogen Panel | Research Use Only
177 | FINDX org | Commercialized | Manual NAT | PCR |  | GeneMe | Advanced One Step FAST Covi19 KIT Two Genes Set | CE-IVD
178 | FINDX org | Commercialized | Manual NAT | PCR |  | geneOmbio Technologies Pvt. Ltd | geneOmbio COVID-19 rt-LAMP test | Research Use Only
179 | FINDX org | In development | Manual NAT | PCR |  | General Biologicals Corporation | GB SARS-CoV-2 Real Time RT-PCR | in development
180 | FINDX org | Commercialized | Automated lab-based, near-POC NAT or POC NAT | PCR |  | General Biologicals Corporation | POCKIT™ Central SARS-CoV-2 (orf 1ab) Premix Reagent | Research Use Only
181 | FINDX org | Commercialized | Manual NAT | PCR |  | Genesystem, Co. Ltd | SMARTCHECK SARS-CoV2 Detection Kit | Research Use Only
182 | FINDX org | Commercialized | Manual NAT | PCR |  | Genetic Signatures Limited | EasyScreenTM Pan-Coronavirus/SARS-CoV-2 Detection Kit | Research Use Only
183 | FINDX org | In development | Manual NAT | PCR |  | Genetic Signatures Ltd | Genetic Signatures Ltd | Validated
184 | FINDX org | Commercialized | Automated lab-based, near-POC NAT or POC NAT | PCR |  | GenMark Diagnostics | ePlex® SARS-CoV-2 Test | USA FDA, EUA
185 | FINDX org | Commercialized | Manual NAT | PCR |  | Genomica Sau | qCOVID-19 | CE-IVD
186 | 360 DX Coronavirus Test Tracker | Commercialized | Manual NAT | PCR |  | Genomica Sau | CLART COVID-19 | CE-IVD
187 | FINDX org | Commercialized | Manual NAT | PCR |  | Genomictree, Inc. | AccuraTect RT-qPCR SARS-CoV-2 | CE-IVD
188 | FINDX org | Commercialized | Manual NAT | PCR |  | GenScript | 2019-nCoV qRT-PCR Detection Assay | Research Use Only
189 | FINDX org | Commercialized | Manual NAT | PCR |  | Getein Biotech, Inc. | Novel Coronavirus (2019-nCoV) Real-time RT-PCR Kit | CE-IVD
190 | FINDX org | Commercialized | Rapid diagnostic test | Immunoassay | IgG/IgM | Getein Biotech, Inc. | One Step Test for Novel Coronavirus(2019-nCoV) IgM/IgG antibody (Colloidal Gold) | CE-IVD
191 | FINDX org | In development | Automated lab-based, near-POC NAT or POC NAT | PCR |  | GNA Biosolutions GmbH | Sars-CoV-2 Detection Kit on portable PCA Analyzer | in development
192 | FINDX org | Commercialized | Manual or automated Immunoassays | Immunoassay | IgG/IgM | Goldsite Diagnostics Inc. | SARS-CoV-2 IgG/IgM Kit (manual) | CE-IVD
193 | FINDX org | In development | Rapid diagnostic test | Immunoassay |  | Great Basin – Vela Operations | SARS-CoV-2 Direct Test | in development
194 | FINDX org | Commercialized | Manual NAT | PCR |  | Guangdong Huayin Medicine Science Co,. Ltd | Detection Kit for 2019-nCoV RNA (RT-PCR Fluorescence Probing) (Lyophilised) | in development
195 | FINDX org | Commercialized | Manual or automated | Immunoassay | IgM | Guangzhou Darui Biotechnology Co.,Ltd | 2019 Novel Coronavirus (2019-nCoV) IgM Antibody Detection Kit (ELISA Method) | Research Use Only
196 | FINDX org | Commercialized | Manual or automated | Immunoassay | IgG | Guangzhou Darui Biotechnology Co.,Ltd | 2019 Novel Coronavirus (2019-nCoV) IgG Antibody Detection Kit (ELISA Method) | Research Use Only
197 | FINDX org | Commercialized | Rapid diagnostic test | Immunoassay | IgM | Guangzhou Darui Biotechnology Co.,Ltd | Novel Coronavirus 2019-nCoV IgM Antibody Detection Kit (Colloidal Gold Method) | Research Use Only
198 | FINDX org | Commercialized | Rapid diagnostic test | Immunoassay | IgG | Guangzhou Darui Biotechnology Co.,Ltd | Novel Coronavirus 2019-nCoV IgG Antibody Detection Kit (Colloidal Gold Method) | Research Use Only
199 | FINDX org | Commercialized | Rapid diagnostic test | Immunoassay | IgG/IgM | Guangzhou Fenghua Bioengineering , Co. LTD | Combined Detection Kit for Novel Coronavirus (2019-nCoV) IgM/IgG Antibody | Research Use Only
200 | FINDX org | In development | Manual NAT | PCR |  | Guangzhou FulenGen Co., Ltd | RT-qPCR based SARS-CoV-2 detection kit with SPRS (Spike-in Reference Standard) | in development
201 | FINDX org | Commercialized | Manual NAT | PCR |  | Guangzhou HEAS BioTech Co., Ltd | 2019 Novel Coronavirus (2019-nCoV) RNA ASSAY (PCR Fluorescent Probe Method) | Research Use Only
202 | FINDX org | In development | Manual NAT | PCR |  | Guangzhou Hybribio Medicine Technology Ltd | Respiratory Virus (IFVa/b + COVID-19) Real-Time PCR Kit | in development
203 | FINDX org | Commercialized | Manual NAT | PCR |  | Guangzhou Supbio Biotechnologies, Inc | Supbio SARS-CoV-2 (ORF1ab/N) (Nucleic Acid Detection Kit / PCR-Fluorescent) | Research Use Only
204 | FINDX org | Commercialized | Automated lab-based, near-POC NAT or POC NAT | PCR |  | Guangzhou Tebsun Bio-Tech Development Co., Ltd | SARS-CoV-2 Nucleic Acid Test (LAMP) | Research Use Only
205 | FINDX org | Commercialized | Manual NAT | PCR |  | Guangzhou Wondfo Biotech Co., Ltd | Wondfo SARS-CoV-2 Nucleic Acid Detection Kit | Research Use Only
206 | FINDX org | Commercialized | Manual or automated Immunoassays | Immunoassay | IgG/IgM | Guangzhou Wondfo Biotech Co., Ltd | Finecare SARS-CoV-2 Antibody Test | Research Use Only
207 | 360 DX Coronavirus Test Tracker | Commercialized | Rapid diagnostic test | PCR |  | Hackensack Meridian Health CDI | SARS-COV-2 test | preliminary EUA, New Jersey DOH approval
208 | FINDX org | Commercialized | Rapid diagnostic test | Immunoassay | IgG/IgM | Hanghzhou AllTest Biotech Co., Ltd | 2019-nCoV IgG/IgM Rapid Test Cassette | CE-IVD
209 | FINDX org | In development | Rapid diagnostic test | Immunoassay | Ag | Hangzhou AllTest Biotech Co. Ltd | 2019-nCOV Antigen Rapid Test Cassette | in development
210 | FINDX org | In development | Manual NAT | PCR |  | Hangzhou Bigfish Bio-tech Co., Ltd | LAMP kit for qualitative detection of SARS-CoV-2 | in development
211 | FINDX org | In development | Manual NAT | PCR |  | Hangzhou Bigfish Bio-tech Co., Ltd | The golden standard of SARS-CoV-2 viral nucleic acid detection | in development
212 | FINDX org | Commercialized | Rapid diagnostic test | Immunoassay | IgG/IgM | Hangzhou Biotest Biotech Co., Ltd | COVID-19 IgG/IgM Rapid Test Cassette (Whole Blood/Serum/Plasma) | CE-IVD
213 | FINDX org | In development | Manual NAT | PCR |  | Hangzhou Dan Wei Biotechnology Co.Ltd | 2019-nCoV Direct RT-qPCR Kit | in development
214 | FINDX org | Commercialized | Manual NAT | PCR |  | Hangzhou Matridx Biotechnology Co., Ltd | 2019-nCov Rapid Test Kit | Research Use Only
215 | FINDX org | Commercialized | Manual NAT | PCR |  | Hangzhou Testsea Biotechnology Co., Ltd | New Coronavirus COVID-19 Nucleic Acid Detection Kit (Fluorescent PCR Method) | Research Use Only
216 | FINDX org | In development | Automated lab-based, near-POC NAT or POC NAT | PCR |  | Hibergene | Hibergene (lab-based or near-POC) | in development
217 | 360 DX Coronavirus Test Tracker | Commercialized | Automated lab-based, near-POC NAT or POC NAT | RT-PCR |  | Hologic | Panther Fusion SARS-CoV-2 assay | US FDA- EUA
218 | Other | Commercialized |  | PCR |  | Hong Kong University of Science and Technology | On-site rapid molecular diagnostic system based on Shenzhen Shineway Technology | CE-IVD (platform)
219 | FINDX org | Commercialized | Rapid diagnostic test | Immunoassay | IgG/IgM | Humasis | Humasis COVID-19 IgG/IgM Test | CE-IVD, Korea, MFDS
220 | FINDX org | Commercialized | Rapid diagnostic test | Immunoassay | IgG/IgM | Hunan Lituo Biotechnology Co., Ltd | COVID-19 IgG/IgM Detection Kit (Colloidal Gold) | CE-IVD
221 | FINDX org | Commercialized | Rapid diagnostic test | Immunoassay | IgG/IgM | Hunan Yonghe-Sun Biotechnology Co., Ltd | SARS-COV-2 specific antibody test kit (Immunochromatography) | Research Use Only
222 | FINDX org | In development | Manual NAT | PCR |  | Huwel Lifesciences Pvt. Ltd. | Quantiplus CORONA Virus (2019nCoV) detection kit | in development
223 | FINDX org | Commercialized | Manual NAT | PCR |  | ICBFM | LAMP kit for qualitative detection of SARS-CoV-2 | Research Use Only
224 | FINDX org | Commercialized | Manual NAT | PCR |  | InBios International, Inc. | InBios International Smart Detect SARS-CoV-2 rRT-PCR Kit | Research Use Only
225 | FINDX org | In development | Manual or automated Immunoassays | Immunoassay |  | InDevR Inc. | COVID Serology Kit: Multiplexed Immunoassay | in development
226 | FINDX org | Commercialized | Manual NAT | PCR |  | Innovita (Tangshan) Biological Technology Co., Ltd | Novel Coronavirus (2019-nCoV) Nucleic Acid Test Kit (Multiple Fluorescence PCR) | Research Use Only
227 | FINDX org | Commercialized | Rapid diagnostic test | Immunoassay | IgG/IgM | Innovita Biological Technology Co. Ltd | 2019-nCoV Ab Test (Colloidal Gold) (IgM/IgG Whole Blood/Serum/Plasma Combo) | CE-IVD
228 | FINDX org | Commercialized | Rapid diagnostic test | Immunoassay | IgG/IgM | InTec Products, Inc. | Rapid SARS-CoV-2 Antibody Test | CE-IVD
229 | FINDX org | Commercialized | Rapid diagnostic test | Immunoassay | IgG/IgM | InTec Products, Inc. | Rapid SARS-CoV-2 Antibody (IgM/IgG) | CE-IVD
230 | FINDX org | Commercialized |  | Digital solutions |  | Intrasense SA | Myrian Covid-19 | CE-IVD, China, FDA EUA, US FDA, EUA
231 | 360 DX Coronavirus Test Tracker | In development |  | RT-PCR |  | Integrated DNA Technologies/Danaher | IDT 2019-novel coronavirus kit | Under CDC FDA EUA
232 | FINDX org | In development | Automated lab-based, near-POC NAT or POC NAT | PCR |  | IVDbio Inc. | Machine-Free, Fast and Accurate Nucleic Acid Diagnoses System for COVID-19 | in development
233 | FINDX org | Commercialized | Rapid diagnostic test | Immunoassay | Ag | Jiangsu Bioperfectus Technologies Co. Ltd | PerfectPOC Novel Corona Virus (SARS-CoV-2) Ag Rapid Test Kit | CE-IVD
234 | FINDX org | Commercialized | Manual NAT | PCR |  | Jiangsu Bioperfectus Technologies Co. Ltd | PerfectQ COVID-19 Coronavirus Real Time PCR Kit | Research Use Only
235 | FINDX org | Commercialized | Manual NAT | PCR |  | Jiangsu Bioperfectus Technologies Co. Ltd | PerfectLyo SARS-COV-2 Real Time PCR kit | Research Use Only
236 | FINDX org | Commercialized | Rapid diagnostic test | Immunoassay | IgG/IgM | Jiangsu Bioperfectus Technologies Co. Ltd | PerfectPOC Novel Corona Virus (SARS-CoV-2) IgM/IgG Rapid Test Kit | CE-IVD
237 | FINDX org | Commercialized | Automated lab-based, near-POC NAT or POC NAT | PCR |  | Jiangsu Microdiag Biomedicine Technology Co., Ltd | Detection of 2019 novel coronavirus (2019-nCoV) by LFD RT-RAA | Research Use Only
238 | FINDX org | Commercialized | Manual NAT | PCR |  | Jiangsu Microdiag Biomedicine Technology Co., Ltd | Novel coronavirus 2019-nCoV nucleic acid detection kit (rRT- PCR method) | Research Use Only
239 | FINDX org | Commercialized | Automated lab-based, near-POC NAT or POC NAT | PCR |  | Jiangsu Qitian Gene Biotechnology Co., Ltd | Fluorescent RAA Detection for 2019-nCoV | Research Use Only
240 | FINDX org | Commercialized | Rapid diagnostic test | Immunoassay | IgG/IgM | Jiangsu Superbio Biomedical Technology (Nanjing) Co., Ltd | Fast SARS-CoV-2 lgM/lgG Antibody Detection Kit (Colloidal Gold) | Research Use Only
241 | FINDX org | Commercialized | Manual NAT | PCR |  | JN Medsys | ProTect Covid-19 RT-qPCR kit | Research Use Only
242 | FINDX org | In development | Manual or automated | Immunoassay | IgG/IgM | Kephera Diagnostics | KDx COVID-19 IgG/IgM Rapid Detection Test Kit | in development
243 | FINDX org | In development | Manual or automated Immunoassays | Immunoassay | IgG | Kephera Diagnostics | KDx COVID-19 IgG and IgM ELISA (manual) | in development
244 | FINDX org | In development | Rapid diagnostic test | Immunoassay | Ag | Kephera Diagnostics | KDx COVID-19 Antigen Detection Rapid Test | in development
245 | FINDX org | Commercialized | Manual NAT | PCR |  | KH Medical Co. Ltd | RADI COVID-19 Detection Kit and RADI COVID-19 Triple Detection Kit | CE-IVD
246 | FINDX org | Commercialized | Manual NAT | PCR |  | KogeneBiotech Co. Ltd | PowerChekTM 2019-nCoV Real-time PCR Kit | CE-IVD, Korea MFDS–EUA
247 | FINDX org | Commercialized | Rapid diagnostic test | Immunoassay | IgM | KRISHGEN BioSystems | Human Anti-SARS-CoV-2 (Covid-19) IgM Rapid Test | Research Use Only
248 | FINDX org | Commercialized | Rapid diagnostic test | Immunoassay | IgG/IgM | KRISHGEN BioSystems | Human Anti-SARS-CoV-2 (Covid-19) IgG/IgM Rapid Test | Research Use Only
249 | FINDX org | Commercialized |  | Immunoassay | ELISA | KRISHGEN BioSystems | Human Anti-SARS-CoV-2 (Covid-19) Nucleocapsid Protein IgG ELISA (manual) | Research Use Only
250 | FINDX org | Commercialized | Rapid diagnostic test | PCR |  | KRISHGEN BioSystems | SARS-CoV-2 (Covid-19) Real-Time PCR Kit (as per CDC Atlanta guidelines) | Research Use Only
251 | FINDX org | Commercialized | Manual or automated Immunoassays | Immunoassay | IgG | KRISHGEN BioSystems | Human Anti-SARS-CoV-2 (Covid-19) Spike Protein IgG ELISA (manual) | Research Use Only
252 | FINDX org | Commercialized | Manual or automated Immunoassays | Immunoassay | ELISA | KRISHGEN BioSystems | Human SARS-CoV-2 (Covid-19) ELISA (manual) | Research Use Only
253 | FINDX org | Commercialized | Manual or automated Immunoassays | Immunoassay | ELISA | KRISHGEN BioSystems | Human SARS-CoV-2 (Covid-19) Qualitative ELISA (manual) | Research Use Only
254 | Other | In development |  | PCR |  | Kurabo Industries Ltd. | 15-minute coronavirus test kits
255 | 360 DX Coronavirus Test Tracker | Commercialized |  | PCR |  | Laboratory Corporation of America | LabCorp 2019 Novel Coronavirus test | Lab test; EUA 3/16/2020
256 | FINDX org | In development | Manual NAT | PCR |  | Landcent Europe B.V. | Real time RT-PCR Kit for the detection of SARS-CoV-2 | in development
257 | FINDX org | In development |  | Immunoassay | Ag | Leadgene Biomedical, Inc. | Leadgene® SARS/SARS-CoV-2 Antigen Rapid Test Kit | in development
258 | FINDX org | In development |  | Immunoassay | IgG/IgM | Leadgene Biomedical, Inc. | Leadgene® SARS/SARS-CoV-2 IgG/IgM Rapid Test Kit | in development
259 | FINDX org | In development |  | Immunoassay | IgG/IgM | Lifeassay Diagnostics Pty Ltd | Test-it COVID-19 IgM/IgG Lateral Flow Assay | in development
260 | FINDX org | Commercialized | Manual NAT | PCR |  | Liferiver | Liferiver Novel Coronavirus (2019-nCoV) Real Time Multiplex RT-PCRT kit | CE-IVD, China FDA–EUA
261 | FINDX org | Commercialized | Rapid diagnostic test | Immunoassay | IgG/IgM | Liming Bio-Products Co., Ltd | COVID-19 IgG/IgM Combo Rapid Test Device | CE-IVD
262 | FINDX org | Commercialized |  | PCR |  | Liming Bio-Products Co., Ltd | SrongStep®Novel Coronavirus (SARS-CoV-2) Multiplex Real-Time PCR Kit | CE-IVD
263 | FINDX org | Commercialized | Manual or automated Immunoassays | Immunoassay | Ag | Liming Bio-Products Co., Ltd | COVID-19 Antigen Rapid Test Device | CE-IVD
264 | FINDX org | Commercialized | Rapid diagnostic test | Immunoassay | IgG/IgM | Liming Bio-Products Co., Ltd | COVID-19 IgG/IgM Combo Rapid Test Device | CE-IVD
265 | FINDX org | Commercialized | Manual or automated Immunoassays | Immunoassay | IgG/IgM | LOMINA AG | SARS-CoV-2(COVID19)IgM/IgG Antibody Fast Detection Kit | CE-IVD
266 | FINDX org | Commercialized | Manual NAT | PCR |  | Luminex Corp. | NxTAG CoV Extended Panel | Research Use Only
267 | FINDX org | In development |  | Immunoassay | Ag | Luminostics, Inc. | CLIP-COVID19 (smartphone-read out high sensivity antigen detection test) | in development
268 | FINDX org | Commercialized | Rapid diagnostic test | Immunoassay | IgG/IgM | LumiQuick Diagnostics Inc. | QuickProfile™ 2019-nCoV IgG/IgM Combo Test Card | CE-IVD
269 | FINDX org | Commercialized | Manual NAT | PCR |  | Mabsky Bio-Tech Co., Ltd | COVID-19 virus (2019-nCoV) Dual-Detection Kit | CE-IVD
270 | FINDX org | Commercialized | Manual NAT | PCR |  | Mabsky Bio-Tech Co., Ltd | Influenza A virus, Influenza B virus & COVID-19 virus (2019-nCoV) Triple-Detection Kit | CE-IVD
271 | FINDX org | Commercialized | Manual NAT | PCR |  | Mabsky Bio-Tech Co., Ltd | COVID-19 virus (2019-nCOV) Triple-Detection Kit (Real-Time PCR Method) | CE-IVD
272 | FINDX org | Commercialized | Manual NAT | PCR |  | Maccura Biotechnology Co., Ltd | SARS-CoV-2 Fluorescent PCR | CE-IVD, China, FDA EUA
273 | Other | In development | Manual NAT | CRISPR |  | Mammoth Biosciences | SARS-CoV-2 DETECTR | in development
274 | FINDX org | Commercialized | Manual NAT | PCR |  | Medical & Biological Laboratories Co., Ltd | FLUOROSEARCH Novel Coronavirus (SARS-CoV-2) Detection Kit | Research Use Only
275 | FINDX org | Commercialized | Manual NAT | PCR |  | Medical Innovation Ventures Sdn Bhd. | GenoAmp® Real-Time RT-PCR SARS-CoV-2 | Research Use Only
276 | FINDX org | Commercialized | Rapid diagnostic test | Immunoassay | IgG/IgM | MedicalSystem Biotechnology Co., Ltd | COVID-19 IgM/IgG Rapid Test Cassette | CE-IVD
277 | FINDX org | In development |  | Immunoassay | IgG/IgM | Mediclone Biotech Pvt Ltd | "@sight COVID-19 IgG/IgM Rapid Test Kit " | in development
278 | FINDX org | In development | Manual NAT | PCR |  | MedStar Medical Co., Ltd | One-step Direct Realtime PCR Test Kit of 2019-nCoV Coronavirus | in development
279 | FINDX org | Commercialized | Rapid diagnostic test | Immunoassay | IgG/IgM | Mei Ning Kang Cheng China Biotechnology R&D Center, Inc. | Corona Virus Disease 2019 (COVID-19) IgM/IgG Detection Kit | Research Use Only
280 | FINDX org | Commercialized | Automated lab-based, near-POC NAT or POC NAT | PCR |  | MiCo Biomed Co. Ltd | VERI-QTM PCR 316 COVID-19 detection system | CE-IVD
281 | FINDX org | Commercialized | Manual NAT | PCR panel |  | Mikrogen GmbH | ampliCube Coronavirus SARS-CoV-2 | Research Use Only
282 | FINDX org | Commercialized | Manual NAT | PCR |  | Mikrogen GmbH | ampliCube Coronavirus Panel | CE-IVD
283 | FINDX org | In development | Automated lab-based, near-POC NAT or POC NAT | PCR |  | Mobidiag | Novadiag® COVID-19 + InfA/B (lab-based & near-POC) | in development
284 | FINDX org | In development | Manual or automated Immunoassays | Immunoassay | IgG/IgM | Module Innovations Private Ltd | nCoVSENSe: IgM/ IgG test for spike and N-protein of SARS-CoV 2 (manual) | in development
285 | FINDX org | Commercialized | Manual or automated Immunoassays | Immunoassay | IgG/IgM | Mokobio Biotechnology R&D Center | SARS-CoV-2 IgM & IgG Quantum Dot Immunoassay | CE-IVD
286 | FINDX org | Commercialized | Automated lab-based, near-POC NAT or POC NAT | PCR |  | Molbio Diagnostics Pvt Ltd | Truenat SARS CoV-2 (lab-based or near-POC) | India DCGI
287 | FINDX org | In development |  | Immunoassay |  | Mologic Ltd | Mologic COVID-19 Rapid Test | in development
288 | FINDX org | Commercialized | Automated lab-based, near-POC NAT or POC NAT | PCR |  | Mylab Discovery Solutions Pvt. Ltd | PathoDetect CoVID-19 Detection Kit | Research Use Only
289 | FINDX org | Commercialized | Rapid diagnostic test | Immunoassay | IgG/IgM | nal von minden GmbH | NADAL® COVID-19 IgG/IgM Test (243003N-25, 243002N-20, 243001N-10) | CE-IVD
290 | FINDX org | In development |  | Immunoassay | IgG/IgM | Nanjing BioPoint Diagnostics | BioPoint SARS-CoV-2 dIgA/total antibody rapid test | in development
291 | FINDX org | Commercialized | Manual NAT | PCR |  | Nanjing Vazyme Medical Technology Co., Ltd | 2019-Novel Coronavirus (2019-nCoV) Triplex RT-qPCR Detection Kit | CE-IVD
292 | FINDX org | Commercialized | Manual NAT | PCR |  | NanoBio Lab, A*STAR Research Entities | Isothermal Exponential Amplification for COVID-19 Detection | Research Use Only
293 | FINDX org | Commercialized | Rapid diagnostic test | Immunoassay | IgG/IgM | Nantong Egens Biotechnology Co., LTD | EGENS COVID-19 IgG/IgM Rapid Test Kit | CE-IVD
294 | FINDX org | Commercialized | Manual NAT | PCR |  | National Institute for Control of Vaccines and Biologicals | Accupid nCoV 2019 Detection Kit | Research Use Only
295 | FINDX org | Commercialized | Manual NAT | PCR |  | Next Pharma Inc. | DiaCarta's QuantiVirusTMSARS-CoV-2 Test | CE-IVD, US FDA EUA
296 | FINDX org | Commercialized | Manual NAT | PCR |  | Ningbo Health Gene Technologies Co. Ltd. | SARS-CoV-2 Virus Detection Diagnostic Kit (RT- qPCR Method) | Research Use Only
297 | FINDX org | Commercialized | Rapid diagnostic test | Immunoassay | IgG/IgM | Nirmidas Biotech, Inc. | Rapid COVID-19 (SARS-CoV-2) IgM/IgG Antibody Detection Kit | FDA
298 | FINDX org | Commercialized | Manual NAT | PCR |  | Norgen Biotek Corp | 2019-nCoV TaqMan RT-PCR Kit (Catalog# TM67100) | Research Use Only
299 | 360 DX Coronavirus Test Tracker | In development |  | PCR |  | NorthShore University HealthSystem | Novel Coronavirus test | Lab test; EUA planned
300 | 360 DX Coronavirus Test Tracker | In development |  | PCR |  | Northwell Health | 2019 Novel Coronavirus PCR | Lab test; EUA planned
301 | FINDX org, 360 DX coronavirus | Commercialized | Manual NAT | PCR |  | Novacyt/primerdesign | genesig Real-Time PCR COVID-19 | CE-IVD
302 | 360 DX Coronavirus Test Tracker | Commercialized |  | PCR panel |  | NY State Department of Health (performed at Wadsworth Center and New York City Department of Health and Mental Hygiene, Public Health Laboratories) | New York SARS-CoV-2 Real-time Reverse Transcriptase (RT)-PCR Diagnostic Panel | Lab test; EUA received
303 | FINDX org | Commercialized | Automated lab-based, near-POC NAT or POC NAT | PCR |  | OPTOLANE Technologies Inc. | Dr. PCR COVID-19 Viral Load 20K | Research Use Only
304 | 360 DX Coronavirus Test Tracker | Commercialized | Automated lab-based, near-POC NAT or POC NAT | PCR |  | OsangHealthcare | GeneFinder COVID-19 RealAmp Kit | CE-IVD
305 | FINDX org | Commercialized | Automated lab-based, near-POC NAT or POC NAT | NGS panel |  | Paragon Genomics Inc. | CleanPlex SARS-CoV-2 Research and Surveillance NGS Panel | Research Use Only
306 | FINDX org | Commercialized | Manual NAT | PCR |  | PaxGen Bio Co. Ltd | PaxView COVID-19 real time RT-PCR | Research Use Only
307 | FINDX org | Commercialized | Rapid diagnostic test | Immunoassay | IgG/IgM | PCL Inc. | PCL COVID19 IgG/IgM Rapid Gold | CE-IVD, Korea MFDS
308 | FINDX org | Commercialized | Manual or automated Immunoassays | Immunoassay | Ag | PCL Inc. | PCL COVID19 Ag Rapid FIA | CE-IVD
309 | FINDX org | Commercialized | Manual or automated Immunoassays | Immunoassay |  | PEPperPRINT GmbH | PEPperCHIP® SARS-CoV-2 Proteome Microarray (manual) | CE-IVD
310 | FINDX org | Commercialized | Rapid diagnostic test | Immunoassay | IgG/IgM | PerGrande BioTech Development Co., Ltd | SARS-CoV-2 Antibody Detection Kit (Colloidal Gold Immunochromatographic assay) | CE-IVD
311 | FINDX org | Commercialized | Manual NAT | PCR |  | PerkinElmer Inc. | PerkinElmer® SARS-CoV-2 Realtime RT-PCR Assay | CE-IVD
312 | FINDX org | In development |  | other diagnostics |  | Pinpoint Science Inc. | Pinpoint Covid-19 Screening Assay – Electrical detection of SARS-CoV-2 nucleocapsid protein using nanosensors and aptamer | in development
313 | FINDX org | In development | Manual NAT | PCR |  | PlexBio Co., Ltd | PlexBio CoVid19/SARS/Influenza A, B Detection kit | in development
314 | FINDX org | In development | Manual or automated Immunoassays | Immunoassay |  | Prantae Solutions Pte Ltd | EyeRa-Covid | in development
315 | FINDX org | In development |  | Immunoassay |  | Predigen Inc. | HR-PreV | in development
316 | FINDX org | In development | Manual or automated Immunoassays | Immunoassay |  | Premier Medical Corporation Pvt. Ltd | SureStatus COVID-19 (SARS-CoV-2) EIA Test | in development
317 | FINDX org | In development |  | Immunoassay |  | Premier Medical Corporation Pvt. Ltd | SureStatus COVID-19 (SARS-CoV-2) Card Test | in development
318 | FINDX org | Commercialized | Rapid diagnostic test | Immunoassay | IgG/IgM | PRIMA Lab S.A. | PRIMA COVID-19 IgG/IgM Rapid Test (For Professional Use) | CE-IVD
319 | FINDX org | Commercialized | Rapid diagnostic test | Immunoassay | Ag | PRIME4DIA Co., Ltd | P4DETECT COVID-19 SAg | Research Use Only
320 | FINDX org | Commercialized | Rapid diagnostic test | Immunoassay | IgG/IgM | PRIME4DIA Co., Ltd | P4DETECT COVID-19 IgM/IgG | Research Use Only
321 | FINDX org | Commercialized | Rapid diagnostic test | Immunoassay | Ag | PRIME4DIA Co., Ltd | P4DETECT COVID-19 Ag | Research Use Only
322 | FINDX org | Commercialized | Manual NAT | PCR |  | Progenie Molecular S.L.U. | RealCycler CORO | CE-IVD
323 | FINDX org | Commercialized | Manual NAT | PCR |  | Promis Diagnostics | SensDtect RT-qPCR SARS CoV-2 | Research Use Only
324 | FINDX org | Commercialized | Automated lab-based, near-POC NAT or POC NAT | PCR |  | QIAGEN GmbH | QIAstat-Dx Respiratory Panel 2019-nCoV | CE-IVD, US FDA EUA
325 | FINDX org | In development |  | Immunoassay | IgG/IgM | Qingdao Hightop Biotech Co., Ltd | Hightop COVID-19 IgM/IgG Ab Rapid Test Kit | in development
326 | FINDX org | Commercialized | Automated lab-based, near-POC NAT or POC NAT | PCR |  | Qingdao Jianma Gene Technology Co., Ltd. | COVID-19 Nucleic Acid Detection Kit (Rapid PCR Fluorescence Method) | Research Use Only
327 | FINDX org | In development | Manual or automated Immunoassays | Immunoassay |  | Quansys Biosciences | Human COVID-19 (2-plex) | in development
328 | FINDX org | In development | Manual NAT | PCR |  | QuantuMDx | QuantuMDx NAT for SARS-CoV-2 | in development
329 | FINDX org | In development | Automated lab-based, near-POC NAT or POC NAT | PCR |  | QuantuMDx | QPOC™ Point of Care NAT for SARS-CoV-2 | in development
330 | 360 DX Coronavirus Test Tracker | In development |  | PCR |  | Quest Diagnostics | Coronavirus Disease 2019 (COVID-19) Test | Lab test; EUA planned
331 | 360 DX Coronavirus Test Tracker | Commercialized | Manual NAT | PCR |  | Quidel | Lyra SARS-CoV-2 Assay | US FDA EUA
332 | FINDX org | Commercialized | Manual NAT | PCR |  | R-Biopharm AG | RIDA® GENE SARS-CoV-2 RUO (PG6815RUO) | Research Use Only
333 | FINDX org | Commercialized | Automated lab-based, near-POC NAT or POC NAT | PCR |  | RainSure Scientific Co., Ltd | RainSure COVID-19 dPCR Detection Kit (lab-based) | Research Use Only
334 | FINDX org | Commercialized | Automated lab-based, near-POC NAT or POC NAT | PCR |  | Randox Laboratories Ltd | Extended Coronavirus Array | Research Use Only
335 | FINDX org | In development |  | Immunoassay | Ag | RapiGEN Inc. | BIOCREDIT COVID-19 Ag | in development
336 | FINDX org | In development |  | Immunoassay | IgG/IgM | RapiGEN Inc. | BIOCREDIT COVID-19 IgG+IgM Duo | in development
337 | FINDX org | Commercialized | Rapid diagnostic test | Immunoassay | IgG/IgM | RayBiotech | Coronavirus (SARS-CoV-2) IgM/IgG Test Kit (Colloidal Gold) | CE-IVD
338 | FINDX org | Commercialized | Manual NAT | PCR |  | R-Biopharm AG | RIDA®GENE SARS-CoV-2 | Research Use Only
339 | FINDX org | Commercialized | Automated lab-based, near-POC NAT or POC NAT | PCR |  | Roche Molecular Diagnostics | cobas® SARS-CoV-2 (for use on the cobas® 6800/8800 Systems) | US FDA-EUA, WHO EUL
340 | FINDX org | In development | Manual or automated Immunoassays | Immunoassay | IgG/IgM | RPC Diagnostic Systems | Anti-SARS-CoV-2 enzyme immunoassay for the detection of antibodies to SARS-CoV-2 (COVID-19) | in development
341 | FINDX org | Commercialized | Rapid diagnostic test | Immunoassay |  | Rymedi | CoronaCide | Research Use Only
342 | FINDX org | Commercialized | Manual NAT | PCR |  | Sansure Biotech, Inc. | Novel Coronavirus (2019-nCoV) Nucleic Acid Diagnostic Kit (PCR-Fluorescence Probing) | CE-IVD, China FDA–EUA
343 | FINDX org | Commercialized | Manual NAT | PCR |  | SD BIOSENSOR Inc. | STANDARD M nCoV Real-Time Detection Kit | CE-IVD, Korea MFDS–EUA
344 | FINDX org | Commercialized | Manual or automated Immunoassays | Immunoassay | Ag | SD BIOSENSOR Inc. | STANDARD F COVID-19 Ag FIA | CE-IVD
345 | FINDX org | Commercialized | Rapid diagnostic test | Immunoassay | Ag | SD BIOSENSOR Inc. | STANDARD Q COVID-19 Ag Test | CE-IVD
346 | FINDX org | Commercialized | Rapid diagnostic test | Immunoassay | IgG/IgM | SD BIOSENSOR Inc. | STANDARD Q COVID-19 IgM/IgG Duo Test | CE-IVD
347 | FINDX org | Commercialized | Manual NAT | PCR |  | SEASUN BIOMATERIALS | U-TOP™ COVID-19 Detection Kit | CE-IVD, Korea MFDS–EUA
348 | FINDX org | Commercialized | Automated lab-based, near-POC NAT or POC NAT | PCR |  | Seegene, Inc. | Allplex 2019-nCoV assay | CE-IVD; Korea MFDS-EUA
349 | FINDX org | In development | Automated lab-based, near-POC NAT or POC NAT | PCR |  | Selfdiagnostics Deutschland GmbH | Multitest | in development
350 | FINDX org | Commercialized | Manual or automated Immunoassays | Immunoassay |  | Sengenics | CoviDx | Research Use Only
351 | FINDX org | Commercialized | Rapid diagnostic test | Immunoassay | IgG/IgM | SensingSelf, Pte, Ltd, Singapore | EDR COVID 19 Rapid Test Kit (IgM/IgG) | CE-IVD
352 | FINDX org | Commercialized | Automated lab-based, near-POC NAT or POC NAT | PCR |  | Sente Biolab | Senteligo Covid-19 qRT PCR Detection Kit | CE-IVD
353 | FINDX org | Commercialized | Manual NAT | PCR |  | Sentinel CH | STAT-NAT® Covid-19 HK and STAT-NAT® Covid-19 B | CE-IVD
354 | FINDX org | Commercialized | Rapid diagnostic test | Immunoassay |  | servoprax GmbH | Cleartest Corona, Covid-19 | CE-IVD
355 | FINDX org | Commercialized | Manual NAT | PCR |  | Shaanxi Lifegen Co., Ltd | Novel coronavirus (COVID-19) nucleic acid detection kit (fluorescent PCR method) | CE-IVD
356 | FINDX org | Commercialized | Manual NAT | PCR |  | Shandong Shtars Biological Industry Co., Ltd | Novel Coronavirus (SARS-CoV-2) Real Time Multiplex RT-PCR Kit User Manual | Research Use Only
357 | FINDX org | Commercialized | Rapid diagnostic test | Immunoassay | IgG/IgM | Shanghai Chemtron Biotech Co. Ltd | 2019-nCoV IgM Antibody Diagnostic Kit (Colloidal gold) | CE-IVD
358 | FINDX org | Commercialized | Manual NAT | PCR |  | Shanghai Fosun Long March Medical Science Co.,Ltd. | 2019-Novel Coronavirus (2019-nCoV) RT-PCR Detection Kit | Research Use Only
359 | FINDX org | Commercialized | Manual NAT | PCR |  | Shanghai GeneoDx Biotechnology Co., Ltd | Novel Coronavirus 2019-nCoV Nucleic Acid Detection Kit (Fluorescent PCR Method) | China FDA–EUA
360 | FINDX org | Commercialized | Automated lab-based, near-POC NAT or POC NAT | PCR |  | Shanghai Igenetec Diagnostics Co., Ltd | Novel Coronavirus SARS-CoV-2 Nucleic Acid Detection Kit (Isothermal Amplification on Microfluidic Chip) | Research Use Only
361 | FINDX org | Commercialized | Manual NAT | PCR |  | Shanghai Kehua Bio-engineering Co., Ltd | SARS-CoV-2 Nucleic Acid Test | Research Use Only
362 | FINDX org | Commercialized | Automated lab-based, near-POC NAT or POC NAT | PCR |  | Shanghai Rendu Biotechnology Co., Ltd | AmpSure 2019-nCov RNA Assay | Research Use Only
363 | FINDX org | Commercialized | Manual NAT | PCR |  | Shanghai ZJ Bio-Tech Co., Ltd/Liferiver | Liferiver Novel Coronavirus (2019-nCoV) Real Time Multiplex RT-PCRT kit | CE-IVD, China, FDA EUA
364 | Other |  |  | Immunoassay | IgG/IgM | ShanXi Medical University | SARS-COV-2 IgM/IgG antibody test (Colloidal Gold) | Research Use Only
365 | FINDX org | Commercialized | Rapid diagnostic test | Immunoassay | Ag | Shenzhen Bioeasy Biotechnology Co., Ltd | Bioeasy 2019-nCoV Ag Fluorescence Rapid Test Kit (Time-Resolved Fluorescence) | CE-IVD
366 | FINDX org | Commercialized | Rapid diagnostic test | Immunoassay | IgG/IgM | Shenzhen Bioeasy Biotechnology Co., Ltd | Bioeasy 2019-nCoV Total Ab GICA Rapid Test | CE-IVD
367 | FINDX org | Commercialized | Manual NAT | PCR |  | Shenzhen Puruikang Biotech Co., Ltd | Detection Kit for 2019-Novel Coronavirus RNA (RT-PCR-Fluorescence Probing) | CE-IVD
368 | FINDX org | Commercialized | Manual NAT | PCR |  | Shenzhen Tailored Medical Ltd | New Coronavirus (SARS-CoV-2) Nucleic Acid Detection Kit (PCR-Fluorescent Probe Method) | CE-IVD
369 | FINDX org | Commercialized | Rapid diagnostic test | Immunoassay | IgG/IgM | Shenzhen Tailored Medical Ltd | Novel Coronavirus (SARS-CoV-2) IgM/IgG Antibody Assay Kit (Colloidal Gold Method) | CE-IVD
370 | FINDX org | Commercialized | Manual or automated Immunoassays | Immunoassay | IgM | Shenzhen Yhlo Biotech Co. Ltd | iFlash-SARS-CoV-2 IgM | CE-IVD
371 | FINDX org | Commercialized | Manual or automated Immunoassays | Immunoassay | IgG | Shenzhen Yhlo Biotech Co. Ltd | iFlash-SARS-CoV-2 IgG | CE-IVD
372 | FINDX org | In development | Rapid diagnostic test | CRISPR |  | Sherlock Biosciences | Sherlock™ CRISPR SARS-CoV-2 | Research Use Only
373 | FINDX org | In development | Manual NAT | Sample collection /inactivation |  | SignalDT Biotechnologies (SZ), Inc. | LyoDx® A Freeze-Dried Real-Time RT-PCR Detection Reagent for SARS-CoV-2 | in development
374 | FINDX org | Commercialized | Manual or automated Immunoassays | Immunoassay | IgG | Snibe Co., Ltd (Shenzhen New Industries Biomedical Engineering Co., Ltd) | MAGLUMI 2019-nCoV IgG (CLIA) | CE-IVD
375 | FINDX org | Commercialized | Manual or automated Immunoassays | Immunoassay | IgM | Snibe Co., Ltd (Shenzhen New Industries Biomedical Engineering Co., Ltd) | MAGLUMI 2019-nCoV IgM (CLIA) | CE-IVD
376 | FINDX org | Commercialized | Automated lab-based, near-POC NAT or POC NAT | PCR |  | Solgent Co.Ltd | DiaPlexQ™ Novel Coronavirus (2019-nCoV) Detection Kit | CE-IVD, Korea, FDA EUA
377 | FINDX org | In development | Rapid diagnostic test | Immunoassay |  | Sona Nanotech | Sona-COVID-19 LFA | in development
378 | FINDX org | Commercialized | Manual or automated Immunoassays | Immunoassay | IgG/IgM | Sophonix Co., Ltd | SARS-CoV-2 IgG antibody test kit SARS-CoV-2 IgM antibody test (automated) | Research Use Only
379 | FINDX org | In development | Manual or automated Immunoassays | Immunoassay |  | St. Petersburg Research Institute of Vaccines and Sera (FSUE SPbSRIVS FMBA) | SARS-CoV-2 Tru-EIA | in development
380 | 360 DX Coronavirus Test Tracker | In development |  | PCR |  | Stanford Clinical Virology Laboratory | SARS-CoV-2 RT-PCR test | Lab test; EUA planned
381 | FINDX org | Commercialized | Automated lab-based, near-POC NAT or POC NAT | PCR |  | Star Array Ptd. Ltd | 8-minute RT-qPCR direct PCR testing system for SARS-CoV-2 detection | Research Use Only
382 | FINDX org | In development | Manual NAT | PCR |  | STILLA | COVID-19 Multiplex Crystal Digital PCR detection kit | in development
383 | FINDX org | Commercialized | Manual or automated Immunoassays | Immunoassay | IgG/IgM | Sugentech, Inc. | SGTi-flex COVID-19 IgM/IgG (manual) | CE-IVD
384 | FINDX org | Commercialized | Rapid diagnostic test | Immunoassay | IgM | Sugentech, Inc. | SGTi-flex COVID-19 IgM (RDT) | CE-IVD
385 | FINDX org | Commercialized | Manual or automated Immunoassays | Immunoassay | IgM | Sugentech, Inc. | SGTi-flex COVID-19 IgM (manual) | CE-IVD
386 | FINDX org | Commercialized | Rapid diagnostic test | Immunoassay | IgG | Sugentech, Inc. | SGTi-flex COVID-19 IgG (RDT) | CE-IVD
387 | FINDX org | Commercialized | Manual or automated Immunoassays | Immunoassay | IgG/IgM | Sugentech, Inc. | SGTi-flex COVID-19 IgM/IgG (manual) | CE-IVD
388 | FINDX org | Commercialized | Rapid diagnostic test | Immunoassay | IgG/IgM | Sugentech, Inc. | SGTi-flex COVID-19 IgM/IgG (RDT) | CE-IVD
389 | FINDX org | Commercialized | Manual NAT | PCR |  | SunStar Joint Stock Company | LAMP-COVID-19 | Research Use Only
390 | FINDX org | Commercialized | Rapid diagnostic test | Immunoassay | IgG/IgM | Sure Bio-Tech (USA) Co., Ltd | SARS-CoV-2 IgM/IgG Ab Rapid Test | CE-IVD
391 | FINDX org | Commercialized | Rapid diagnostic test | Immunoassay | IgM | Sure Bio-Tech (USA) Co., Ltd | SARS-CoV-2 IgM Ab Rapid Test | CE-IVD
392 | FINDX org | Commercialized | Rapid diagnostic test | Immunoassay | IgG | Sure Bio-Tech (USA) Co., Ltd | SARS-CoV-2 IgG Ab Rapid Test | CE-IVD
393 | FINDX org | Commercialized | Manual NAT | PCR |  | Suzhou BTA Biotech Co. Ltd | Real time RT-PCR Kit for the detection of SARS-CoV-2 | China, FDA EUA
394 | Other | Commercialized |  | PCR |  | SYN LAB | Test detection Coronavirus (COVID-19)
395 | 360 DX Coronavirus Test Tracker | Commercialized | Manual NAT | PCR |  | Systaaq Diagnostic Prouducts | 2019-Novel Coronavirus (COVID-19) Real Time PCR Kit | CE-IVD
396 | FINDX org | Commercialized | Manual or automated Immunoassays | Immunoassay | IgM | Taizhou ZECEN Biotech Co., Ltd | SARS-CoV-2 IgM (CE-IVD) | CE-IVD
397 | FINDX org | Commercialized | Manual or automated Immunoassays | Immunoassay | IgG | Taizhou ZECEN Biotech Co., Ltd | SARS-CoV-2 IgG (CE-IVD) | CE-IVD
398 | FINDX org | Commercialized | Manual NAT | PCR |  | TargetingOne | Novel Coronavirus (SARS-CoV-2) nucleic acid detection kit (Digital PCR method) | Research Use Only
399 | FINDX org | Commercialized | Rapid diagnostic test | Immunoassay | IgG/IgM | Telepoint Medical Services LLC | Telepoint Medical Services SARS-CoV-2 IgG/IgM Rapid Qualitative Test | Research Use Only
400 | FINDX org | Commercialized | Manual NAT | PCR |  | Tellgen Corporation | SARS-CoV-2 Nucleic acids detection kit based on Real-Time PCR platform | CE-IVD
401 | FINDX org | Commercialized | Manual or automated Immunoassays | Immunoassay |  | Tetracore Inc. | Multiplex detection and differentiation SARS-Cov-2 Serology Assay (manual) | Research Use Only
402 | FINDX org | Commercialized | Manual NAT | PCR |  | Thermo Fisher Scientific | TaqManTM SARS-CoV-2 Assay Kit v2 | Research Use Only
403 | 360 DX Coronavirus Test Tracker | Commercialized | Manual NAT | PCR |  | Thermo Fisher Scientific | TaqPath COVID-19 Combo Kit | EUA , USA FDA
404 | FINDX org | Commercialized | Rapid diagnostic test | Immunoassay | IgG/IgM | Tianjin MNCHIP Technologies Co., Ltd | Anti-COVID-19 virus IgM/IgG rapid test kit (Colloidal gold assay) | CE-IVD
405 | FINDX org | Commercialized | Rapid diagnostic test | Immunoassay | IgG/IgM | Tianjin MNCHIP Technologies Co., Ltd. | Anti-COVID-19 virus IgM/IgG rapid test kit (Colloidal gold assay) | CE-IVD
406 | Other | Commercialized | Manual NAT | PCR panel |  | TIB Molbiol (Berlin, Germany) also via Roche Diagnostics | SARS-CoV-2 E, RdRP or N gene CE-IVD 7 virus Respiratory Panel multiplex RT-PCR | Launched January
407 | 360 DX Coronavirus Test Tracker | Commercialized | Manual NAT | PCR |  | TIB Molbiol Syntheselabor | Sarbecovirus E-gene | CE-IVD
408 | FINDX org | Commercialized | Manual NAT | PCR |  | TIB Molbiol/Roche Diagnostics | LightMix Modular SARS-CoV-2 (COVID19) N-gene | Research Use Only
409 | FINDX org | Commercialized | Manual NAT | PCR |  | TIB Molbiol/Roche Diagnostics | LightMix Modular SARS-CoV-2 (COVID19) E-gene | Research Use Only
410 | FINDX org | Commercialized | Manual NAT | PCR |  | TIB Molbiol/Roche Diagnostics | LightMix Modular SARS-CoV-2 (COVID19 RdRP-gene | Research Use Only
411 | FINDX org | In development |  | Sample collection /inactivation |  | Tongue swab diagnosis of SARS-CoV-2 | Tongue swab diagnosis of SARS-CoV-2 | Proof of Concept
412 | FINDX org | In development |  | other diagnostics |  | Twist Bioscience | NGS-based target capture for SARS-CoV-2 detection and screening | in development
413 | Other |  |  | PCR |  | University of Hong Kong | Two single-step quantitative RT reverse transcription PCR assays for N gene and ORF1b of sarbecovirus subgenus | shipped to WHO +30 labs globally
414 | 360 DX Coronavirus Test Tracker | In development |  | PCR |  | University of North Carolina Medical Center McLendon Clinical Laboratories | COVID-19 PCR, on WHO protocol | Lab test; EUA planned
415 | 360 DX Coronavirus Test Tracker | In development |  | Sample collection /inactivation |  | University of Washington | Tongue swab diagnosis of SARS-CoV-2 | in development
416 | 360 DX Coronavirus Test Tracker | In development |  | PCR |  | UPMC | COVID-19 test | Lab test
417 | FINDX org | Commercialized | Manual NAT | PCR |  | US CDC | 2019 nCoV Real-Time RT-PCR Diagnostic Panel | US FDA–EUA
418 | FINDX org | Commercialized | Automated lab-based, near-POC NAT or POC NAT | PCR |  | Ustar Biotechnologies (Hangzhou) Ltd | EasyNAT Integrated, Automated Molecular Diagnostic Assay for COVID-19 RNA | Research Use Only
419 | FINDX org | Commercialized | Automated lab-based, near-POC NAT or POC NAT | PCR |  | Veredus Laboratories Pte Ltd | VereCoV™ Detection Kit and VerePLEX™ Biosystem | CE-IVD, Singapore
420 | FINDX org | Commercialized | Automated lab-based, near-POC NAT or POC NAT | PCR |  | Veredus Laboratories Pte Ltd | VereCoV™ Detection Kit and VerePLEX™ Biosystem | Singapore HSA
421 | 360 DX Coronavirus Test Tracker | In development |  | PCR |  | Viracor Eurofins | Coronavirus SARS-CoV-2 RT-PCR assay | Lab test; EUA planned
422 | FINDX org | Commercialized | Manual or automated Immunoassays | Immunoassay | IgG | Vircell S.L. | COVID-19 VIRCLIA® IgG MONOTEST | Research Use Only
423 | FINDX org | Commercialized | Manual or automated Immunoassays | Immunoassay | IgG/IgA | Vircell S.L. | COVID-19 ELISA IgM+IgA | Research Use Only
424 | FINDX org | Commercialized | Manual or automated Immunoassays | Immunoassay | IgG/IgA | Vircell S.L. | COVID-19 VIRCLIA® IgM+IgA MONOTEST | Research Use Only
425 | FINDX org | Commercialized | Manual or automated Immunoassays | Immunoassay | IgG | Vircell S.L. | COVID-19 ELISA IgG | CE-IVD
426 | FINDX org | Commercialized | Manual NAT | PCR |  | Vircell S.L. | SARS-COV-2 REALTIME PCR KIT | Research Use Only
427 | FINDX org | Commercialized | Manual NAT | PCR |  | Vitassay Healthcare S.L. | Vitassay qPCR SARS-CoV-2 | CE-IVD
428 | FINDX org | Commercialized | Rapid diagnostic test | Immunoassay | IgG/IgM | VivaChek Biotech (Hangzhou) Co., Ltd | VivaDiag COVID-19 IgM/IgG Rapid Test | CE-IVD
429 | FINDX org | Commercialized | Rapid diagnostic test | Immunoassay | IgG/IgM | VivaChek Biotech (Hangzhou) Co., Ltd | VivaDiag COVID-19 IgM/IgG Rapid Test | CE-IVD
430 | FINDX org | Commercialized | Rapid diagnostic test | Immunoassay | IgG/IgM | Wuhan EasyDiagnosis Biomedicine Co., Ltd | Novel Coronavirus IgM antibody test kit (colloidal gold method) | CE-IVD
431 | FINDX org | Commercialized | Manual NAT | PCR |  | Wuhan Easydiagnosis Biomedicine Co., Ltd | SARS-CoV-2 nucleic acid test kit | CE-IVD, China, FDA-EUA
432 | FINDX org | Commercialized | Rapid diagnostic test | Immunoassay | IgG | Wuhan EasyDiagnosis Biomedicine Co., Ltd | Novel Coronavirus IgG antibody test kit (colloidal gold method) | CE-IVD
433 | FINDX org | Commercialized | Rapid diagnostic test | Immunoassay | IgM | Wuhan EasyDiagnosis Biomedicine Co.,Ltd | Novel Coronavirus IgM antibody test kit (colloidal gold method) | CE-IVD
434 | FINDX org | Commercialized | Rapid diagnostic test | Immunoassay | IgG | Wuhan EasyDiagnosis Biomedicine Co.,Ltd | Novel Coronavirus IgG antibody test kit (colloidal gold method) | CE-IVD
435 | FINDX org | Commercialized | Manual NAT | PCR |  | Wuhan HealthCare Biotechnology Co., Ltd | Corona Virus Disease 2019 (COVID-19) Nucleic Acid Detection Kit | CE-IVD
436 | FINDX org | In development | Manual NAT | PCR |  | Wuxi Shenrui Bio-pharmaceuticals Co. Ltd | Covflu-SR, Coronavirus 2019-nCoV and influenza virus A/B nucleic acid detection | in development
437 | FINDX org | Commercialized | Manual NAT | PCR |  | Xi'an Goldmag Nanobio Tech Co., Ltd | Real-Time RT-PCR assays for the detection of SARS-CoV-2 | CE-IVD
438 | FINDX org | Commercialized | Rapid diagnostic test | Immunoassay | IgG/IgM | Xiamen Biotime Biotechnology Co., Ltd | SARS-CoV-2 IgG/IgM Rapid Qualitative Test Kit | CE-IVD
439 | FINDX org | Commercialized | Rapid diagnostic test | Immunoassay | IgG/IgM | Xiamen Boson Biotech Co. Ltd | Rapid 2019-nCoV IgG/IgM Combo Test Card | CCE-IVD
440 | FINDX org | Commercialized | Rapid diagnostic test | Immunoassay | IgG/IgM | Xiamen Wiz Biotech Co. Ltd | Diagnostic Kit (Colloidal Gold) for IgG/IgM Antibody to SARS-COV-2 | CE-IVD
441 | FINDX org | Commercialized | Automated lab-based, near-POC NAT or POC NAT | PCR |  | Xiamen Zeesan Biotech Co., Ltd. | SARS-CoV-2 Test Kit | CE-IVD
442 | FINDX org | Commercialized | Manual NAT | PCR |  | Xi’an Tianlong Science and Technology Co.,Ltd. | COVID-19 ORF1ab/N Gene PCR Detection Kit | Research Use Only
443 | FINDX org | Commercialized | Manual NAT | PCR |  | Yaneng BIOscience (Shenzhen) Co., Ltd | COVID-19 Nucleic Acid Detection Kit (Multiplex Real Time PCR) | Research Use Only
444 | FINDX org | Commercialized | Rapid diagnostic test | Immunoassay |  | Yuno Diagnostics Co., Ltd | Novel coronavirus(SARS-CoV-2) IgG/IgM Antibody Combined Test Kits | CE-IVD
445 | FINDX org | In development | Manual or automated Immunoassays | Immunoassay |  | Zalgen Labs, LLC | ReSARS Pan-Corona Rapid Test | in development
446 | FINDX org | In development | Manual or automated Immunoassays | Immunoassay |  | Zalgen Labs, LLC | ReSARS Pan-Corona Antigen ELISA Kit | in development
447 | FINDX org | In development | Rapid diagnostic test | Immunoassay | IgM | Zalgen Labs, LLC | ReSARS CoV-2 IgM ELISA Kit | in development
448 | FINDX org | In development | Rapid diagnostic test | Immunoassay | Ag | Zalgen Labs, LLC | ReSARS CoV-2 Antigen Rapid Test | in development
449 | FINDX org | In development | Manual or automated Immunoassays | Immunoassay | Ag | Zalgen Labs, LLC | ReSARS CoV-2 Antigen ELISA Kit | in development
450 | FINDX org | In development | Manual or automated Immunoassays | Immunoassay | IgM | Zalgen Labs, LLC | ReSARS Pan-Corona IgM ELISA Kit | in development
451 | 360 DX Coronavirus Test Tracker | Commercialized | Rapid diagnostic test | Immunoassay | IgG/IgM | Zhejiang Orient Gene Biotech | COVID-19 IgG/IgM Rapid Test | CE-IVD, EUA planned
452 | FINDX org | Commercialized | Rapid diagnostic test | Immunoassay | IgG/IgM | Zhejiang Gene Science Co., Ltd | Novel Coronavirus (2019-nCoV) IgM/IgG Antibodies Detection Kit | CE-IVD
453 | FINDX org | Commercialized | Manual or automated Immunoassays | Immunoassay | IgG | Zhengzhou Humanwell Biocell Biotechnology Co., Ltd | BIOCELL COVID-19 IgG ELISA test | Research Use Only
454 | FINDX org | Commercialized | Manual or automated Immunoassays | Immunoassay | IgM | Zhengzhou Humanwell Biocell Biotechnology Co., Ltd | BIOCELL COVID-19 IgM ELISA test | Research Use Only
455 | FINDX org | Commercialized | Manual NAT | PCR |  | Zhuhai Haitai Biological Pharmaceutical Co., LTD | Novel Coronavirus (2019-nCoV)/Flu A/Flu B Real-time Multiplex RT-PCR Kit (manual & automated lab-based) | Research Use Only
456 | FINDX org | Commercialized | Rapid diagnostic test | Immunoassay | IgM | Zhuhai Livzon Diagnostics Inc | Diagnostic Kit for IgM Antibody to Corona Virus(nCoV-2019) (Colloidal Gold) | China, FDA
457 | FINDX org | Commercialized | Manual NAT | PCR |  | Zhuhai Livzon Diagnostics Inc | Diagnostic Kit for Nucleic Acid to nCoV-2019 (PCR- Fluorescence Probe) | Research Use Only
458 | FINDX org | In development |  | Immunoassay | IgG/IgM | Zugotech Labs Ltd | Zugotech COVID-19 IgM/IgG Rapid Test | in development
459 | Other | Commercialized |  | PCR |  | BioGX | SARS-CoV-2 in the Open System Reagents for BD MAX | US FDA
460 | Other | Commercialized | Rapid diagnostic test | Immunoassay | IgG/IgM | Changsha Sinocare, Inc. | SARS-CoV-2 Antibody Test Strip | CE-IVD
461 | Other | Commercialized | Rapid diagnostic test | Immunoassay | IgG/IgM | Guangzhou Wondfo Biotech Co., Ltd | Wondfo SARS-CoV-2 Antibody Test (lateral flow method) | CE-IVD, China, Australia, India
462 | Other | Commercialized | Rapid diagnostic test | Immunoassay | Ag | Zhejiang Orient Gene Biotech | Coronavirus Ag Rapid Test Cassette (Swab) | CE-IVD
463 | Other | Commercialized | Rapid diagnostic test | Immunoassay | IgG/IgM | Qingdao Hightop Biotech | Hightop SARS-CoV-2 IgM/IgG Antibody Rapid Test | Research Use Only
464 | Other | Commercialized | Rapid diagnostic test | Immunoassay | IgG/IgM | Biozek - Inzek International Trading | COVID-19 IgG/IgM Rapid Test Cassette | CE-IVD
465 | Other | Commercialized | Rapid diagnostic test | Immunoassay | IgG/IgM | ACRO Biotech | COVID-19 IgG/IgM Rapid Test Cassette | CE-IVD
466 | Other | Commercialized | Rapid diagnostic test | Immunoassay |  | SURESCREEN Diagnostics | Rapid Immunoassay Test Cassette | CE-IVD
467 | Other | Commercialized | Rapid diagnostic test | Immunoassay | IgG/IgM | MEXACARE | COVID-19 IgG/IgM | CE-IVD

## CE-IVD
ID | Source | Status | Speed | Type | Immuno-subtype | Manufacturer | Commercial Name | Regulatory Status
1 | FINDX org | Commercialized | Manual NAT | PCR |  | 1drop Inc. | 1copy™ COVID-19 qPCR Kit | CE-IVD
2 | 360 DX Coronavirus Test Tracker | Commercialized | Automated lab-based, near-POC NAT or POC NAT | PCR |  | 3D Medicine Science & Technology Co., Ltd | ANDiS® SARS-CoV-2 RT-qPCR Detection Kit | CE-IVD, US FDA-EUA
5 | FINDX org | Commercialized | Manual NAT | PCR |  | AB ANALITICA srl | REALQUALITY RQ-2019-nCoV | CE-IVD
8 | FINDX org | Commercialized | Automated lab-based, near-POC NAT or POC NAT | PCR |  | Abbott Molecular Inc. | Abbott RealTime SARS-CoV-2 EUA test | CE-IVD, US FDA-EUA
14 | FINDX org | Commercialized | Rapid diagnostic test | Immunoassay | IgG/IgM | AccuBioTech Co. Ltd | Accu-Tell COVID-19 IgG/IgM Rapid Test Cassette | CE-IVD
19 | FINDX org | Commercialized | Manual NAT | PCR |  | Advanced Molecular Diagnostics | Zena Max – SARS-COV-2 Real Time PCR Detection Kit | CE-IVD
21 | FINDX org | Commercialized | Rapid diagnostic test | Immunoassay |  | Alfa Scientific Designs Inc. | DrivenFlow COVID-19 | CE-IVD
23 | Other | In development | Rapid diagnostic test | RT-PCR |  | altona Diagnostics | Rapid detection of coronavirus RNA from respiratory samples | CE-IVD
24 | FINDX org | Commercialized | Rapid diagnostic test | Immunoassay | IgG/IgM | AmonMed Biotechnology Co., Ltd | COVID-19 IgM/IgG test kit (Rare Earth Nano Fluorescence Immunochromatography) | CE-IVD
25 | FINDX org | Commercialized | Rapid diagnostic test | Immunoassay | IgG/IgM | AmonMed Biotechnology Co., Ltd | COVID-19 IgM/IgG test kit (Colloidal Gold) | CE-IVD
26 | FINDX org | Commercialized | Rapid diagnostic test | Immunoassay | Ag | AmonMed Biotechnology Co., Ltd | COVID-19 Antigen Test Kit (Rare Earth Nano Fluorescence Immunochromatography) | CE-IVD
27 | FINDX org | Commercialized | Rapid diagnostic test | Immunoassay | IgM | AmonMed Biotechnology Co., Ltd | COVID-19/Influenza A virus/Influenza B virus IgM combo test kit (Rare Earth Nano Fluorescence Immunochromatography) | CE-IVD
28 | FINDX org | Commercialized | Rapid diagnostic test | Immunoassay |  | AmonMed Biotechnology Co., Ltd | COVID-19/Influenza A virus/Influenza B virus test kit (Rare Earth Nano Fluorescence Immunochromatography) | CE-IVD
29 | Other | Commercialized | Manual NAT | PCR |  | Amoy Diagnostics Co., Ltd | AmoyDx® Novel Coronavirus (2019 nCoV) Detection Kit | CE-IVD
31 | FINDX org | Commercialized | Automated lab-based, near-POC NAT or POC NAT | PCR |  | Anatolia Geneworks | Bosphore Novel Coronavirus (2019-nCoV) Detection Kit | CE-IVD
33 | FINDX org | Commercialized | Manual NAT | PCR |  | Anhui Anlong Gene Technology Co., Ltd | Detection Kit for 2019-nCov nucleic acid (Fluorescence PCR) | CE-IVD
35 | FINDX org | Commercialized | Automated lab-based, near-POC NAT or POC NAT | PCR |  | Anlongen | nConV-19 Nucleic Acid qPCR Kit | CE-IVD, US FDA-EUA, China
36 | FINDX org | Commercialized | Rapid diagnostic test | Immunoassay | IgG/IgM | Anomalous Materials Pte Ltd | 2019-nCoV IgG/IgM Rapid Testing Kit | CE-IVD
39 | FINDX org | Commercialized | Rapid diagnostic test | Immunoassay | IgG/IgM | Assure Tech. (Hangzhou) Co., Ltd | COVID-19 IgG/IgM Rapid Test Device | CE-IVD
49 | FINDX org | Commercialized | Automated lab-based, near-POC NAT or POC NAT | PCR |  | Bai-care (Tianjin) Biotechnology Co., Ltd | Multiplex Nucleic Acid Detection Kit for Respiratory Pathogens | CE-IVD
52 | FINDX org | Commercialized | Rapid diagnostic test | Immunoassay | Ag | Beijing Abace Biology Co., Ltd | COVID-19 Viral Antigen Test Kit (Colloidal Gold Immunochromatography) | CE-IVD
53 | FINDX org | Commercialized | Manual or automated Immunoassays | Immunoassay | Ag | Beijing Abace Biology Co., Ltd | COVID-19 Viral Antigen Test Kit (ELISA) | CE-IVD
54 | FINDX org | Commercialized | Rapid diagnostic test | Immunoassay | IgG/IgM | Beijing Abace Biology Co., Ltd | COVID-19 Antibody (IgG/IgM)Test Kit (Colloidal Gold Immunochromatography) | CE-IVD
55 | FINDX org | Commercialized | Manual or automated Immunoassays | Immunoassay | IgM | Beijing Abace Biology Co., Ltd | COVID-19 IgM Antibody Test Kit (ELISA) | CE-IVD
56 | FINDX org | Commercialized | Manual or automated Immunoassays | Immunoassay | IgG | Beijing Abace Biology Co., Ltd | COVID-19 IgG Antibody Test Kit (ELISA) | CE-IVD
57 | FINDX org | Commercialized | Automated lab-based, near-POC NAT or POC NAT | PCR |  | Beijing Applied Biological Technologies Co., Ltd | Multiple Real-Time PCR Kit for Detection of 2019-nCoV (manual & automated lab-based) | CE-IVD, China FDA–EUA
62 | FINDX org | Commercialized | Rapid diagnostic test | Immunoassay | IgM | Beijing Diagreat Biotechnologies Co., Ltd | 2019-nCoV IgM Antibody Determination Kit | CE-IVD
63 | FINDX org | Commercialized | Rapid diagnostic test | Immunoassay | IgG | Beijing Diagreat Biotechnologies Co., Ltd | 2019-nCoV IgG Antibody Determination Kit | CE-IVD
66 | FINDX org | Commercialized | Rapid diagnostic test | Immunoassay | Ag | Beijing Kewei Clinical Diagnostic Reagent Inc. | Kewei COVID-19 Antigen Rapid Test Kit (Colloidal Gold) | CE-IVD
67 | FINDX org | Commercialized | Manual or automated Immunoassays | Immunoassay | IgM | Beijing Kewei Clinical Diagnostic Reagent Inc. | Kewei COVID-19 IgM ELISA Test Kit | CE-IVD
68 | FINDX org | Commercialized | Manual or automated Immunoassays | Immunoassay | Ag | Beijing Kewei Clinical Diagnostic Reagent Inc. | Kewei COVID-19 Antigen ELISA Test Kit | CE-IVD
69 | FINDX org | Commercialized | Manual or automated Immunoassays | Immunoassay | IgG | Beijing Kewei Clinical Diagnostic Reagent Inc. | Kewei COVID-19 IgG ELISA Test Kit | CE-IVD
70 | FINDX org | Commercialized | Rapid diagnostic test | Immunoassay | Ag | Beijing Kewei Clinical Diagnostic Reagent Inc. | Kewei COVID-19 Antigen Rapid Test Kit (Fluorescence) | CE-IVD
71 | FINDX org | Commercialized | Rapid diagnostic test | Immunoassay | IgM | Beijing Kewei Clinical Diagnostic Reagent Inc. | Kewei COVID-19 IgG/IgM Rapid Test Kit (Colloidal Gold) | CE-IVD
72 | FINDX org | Commercialized | Rapid diagnostic test | Immunoassay | IgG/IgM | Beijing Kewei Clinical Diagnostic Reagent Inc. | Kewei COVID-19 IgG/IgM Rapid Test Kit (Fluorescence) | CE-IVD
74 | FINDX org | Commercialized | Automated lab-based, near-POC NAT or POC NAT | PCR |  | Beijing Microread Genetics Co.,Ltd | COVID-19 (SARS-CoV-2) Detection Kit (LAMP) | CE-IVD
76 | FINDX org | Commercialized | Manual or automated Immunoassays | Immunoassay | Ag | Beijing Savant Biotechnology Co., Ltd | SARS-Cov-2 Antigen Fluorescence Rapid Detection Kit | CE-IVD
77 | FINDX org | Commercialized | Rapid diagnostic test | Immunoassay | IgG/IgM | Beijing Tigsun Diagnostics Co. Ltd | Tigsun COVID-19 Combo IgM/IgG Rapid Test (Lateral Flow Method) | CE-IVD
87 | FINDX org | Commercialized | Rapid diagnostic test | Immunoassay | IgG/IgM | BIOHIT HealthCare (Hefei) Co., Ltd | SARS-CoV-2 IgM/IgG antibody test kit (Colloidal Gold Method) | CE-IVD
88 | FINDX org | Commercialized | Rapid diagnostic test | Immunoassay | IgG/IgM | BIOMAXIMA S.A. | 2019-nCoV IgG/IgM Rapid Test Cassette | CE-IVD
89 | FINDX org | Commercialized | Manual NAT | PCR |  | BIOMAXIMA S.A. | SARS-CoV-2 Real Time PCR LAB-KIT™ | CE-IVD
90 | FINDX org | Commercialized | Rapid diagnostic test | Immunoassay | IgG/IgM | BioMedomics, Inc. | COVID-19 IgM-IgG Dual Antibody Rapid Test | CE-IVD
101 | FINDX org | Commercialized | Manual NAT | PCR |  | Biotech & Biomedicine (Shenyang) Group Ltd | Real Time PCR Detection Kit For COVID-19 Coronavirus | CE-IVD
102 | FINDX org | Commercialized | Manual NAT | PCR |  | Biotech & Biomedicine (Shenyang) Group Ltd | Colorimetric and Isothermal Detection Kit for COVID-19 Coronavirus | CE-IVD
113 | FINDX org | Commercialized | Manual NAT | PCR |  | Cancer Rop Co., Ltd. | Q-Sens® 2019-nCoV Detection Kit | CE-IVD
116 | FINDX org | Commercialized | Rapid diagnostic test | Immunoassay | IgG/IgM | Cellex Inc. | Cellex qSARS-CoV-2 IgGIgM Cassette Rapid Test | CE-IVD, US FDA–EUA
122 | FINDX org | Commercialized | Manual NAT | PCR |  | CerTest Biotec, S.L. | VIASURE SARS-CoV-2 Real Time PCR Detection Kit | CE-IVD
123 | FINDX org | Commercialized | Manual NAT | PCR |  | Certest Biotec, S.L. | VIASURE SARS-CoV-2 S gene Real Time PCR Detection Kit | CE-IVD
124 | FINDX org | Commercialized | Automated lab-based, near-POC NAT or POC NAT | PCR |  | CerTest Biotec, S.L. | VIASURE SARS-CoV-2 S gene Real Time PCR Detection Kit adapted for BD MAX™ System | CE-IVD
125 | FINDX org | Commercialized | Manual NAT | PCR |  | Chaozhou Hybribio Biochemistry Ltd | COVID-19 Real-Time PCR Kit (manual & automated lab-based) | CE-IVD
129 | FINDX org | Commercialized | Manual NAT | PCR |  | Clonit | quanty-CONV-19 | CE-IVD
130 | FINDX org | Commercialized | Manual NAT | PCR |  | Co-diagnostics | Logix Smart Coronavirus disease 2019 (COVID-19) | CE-IVD
131 | FINDX org | Commercialized | Rapid diagnostic test | colour |  | Confirm Bioscience | Instant COVID-19 “Coronavirus” Test | CE-IVD, China
132 | FINDX org | Commercialized | Rapid diagnostic test | Immunoassay | IgG/IgM | Core Technology Co., Ltd | COVID-19 IgM/IgG Ab Test | CE-IVD
133 | FINDX org | Commercialized | Rapid diagnostic test | Immunoassay | Ag | Coris BioConcept | COVID-19 Ag Respi-Strip | CE-IVD
143 | FINDX org | Commercialized | Manual NAT | PCR |  | CTK Biotech, Inc. | Aridia COVID-19 Real Time PCR Test | CE-IVD
144 | FINDX org | Commercialized | Manual NAT | PCR |  | DAAN Gene Co., Ltd of Sun Yat-sen University | Novel Coronavirus (2019-nCoV) Real Time Multiplex RT-PCR kit | CE-IVD, China FDA–EUA
148 | 360 DX Coronavirus Test Tracker | Commercialized | Manual NAT | TEM-PCR |  | Diatheva SRL | COVID-19 PCR DIATHEVA Detection kit | CE-IVD
149 | FINDX org | Commercialized | Rapid diagnostic test | Immunoassay | IgG | DRG International, Inc. | COVID-19 lgM, EIA-6147 | CE-IVD
150 | FINDX org | Commercialized | Rapid diagnostic test | Immunoassay | IgM | DRG International, Inc. | COVID-19 lgG, EIA-6146 | CE-IVD
152 | FINDX org | Commercialized | Rapid diagnostic test | Immunoassay | IgG/IgM | Dynamiker Biotechnology (Tianjin) Co., Ltd. | 2019 nCOV IgG/IgM Rapid Test | CE-IVD
155 | FINDX org | Commercialized | Manual NAT | PCR |  | Edinburgh Genetics Limited | COVID-19 Real-time PCR Testing Kit | CE-IVD, China, FDA, EUA
156 | FINDX org | Commercialized | Rapid diagnostic test | Immunoassay | IgG/IgM | Edinburgh Genetics Limited | 2019 nCoV novel coronavirus antibody detection reagent (Colloidal gold) | CE-IVD
157 | FINDX org | Commercialized | Manual or automated Immunoassays | Immunoassay | IgG | Epitope Diagnostics, Inc. | EDI™ Novel Coronavirus COVID-19 IgG ELISA Kit | CE-IVD
158 | FINDX org | Commercialized | Manual or automated Immunoassays | Immunoassay | IgM | Epitope Diagnostics, Inc. | EDI™ Novel Coronavirus COVID-19 IgM ELISA Kit | CE-IVD
159 | FINDX org | Commercialized | Manual NAT | PCR |  | EUROIMMUN AG | EURORealTime SARS-CoV-2 | CE-IVD
160 | FINDX org | Commercialized | Manual or automated | Immunoassay | IgA | EUROIMMUN AG | Anti-SARS-CoV-2 ELISA (IgA) | CE-IVD
161 | FINDX org | Commercialized | Manual or automated | Immunoassay | IgG | EUROIMMUN AG | Anti-SARS-CoV-2 ELISA (IgG) | CE-IVD
169 | FINDX org | Commercialized | Rapid diagnostic test | Immunoassay | IgG/IgM | GenBody, Inc. | GenBody COVID-19 IgM/IgG | CE-IVD
171 | FINDX org | Commercialized | Manual NAT | PCR |  | Gencurix Inc. | GenePro COVID-19 Detection Test | CE-IVD
172 | FINDX org | Commercialized | Manual NAT | PCR |  | Gencurix Inc. | GenePro COVID-19 Detection Test v2 | CE-IVD
177 | FINDX org | Commercialized | Manual NAT | PCR |  | GeneMe | Advanced One Step FAST Covi19 KIT Two Genes Set | CE-IVD
185 | FINDX org | Commercialized | Manual NAT | PCR |  | Genomica Sau | qCOVID-19 | CE-IVD
186 | 360 DX Coronavirus Test Tracker | Commercialized | Manual NAT | PCR |  | Genomica Sau | CLART COVID-19 | CE-IVD
187 | FINDX org | Commercialized | Manual NAT | PCR |  | Genomictree, Inc. | AccuraTect RT-qPCR SARS-CoV-2 | CE-IVD
189 | FINDX org | Commercialized | Manual NAT | PCR |  | Getein Biotech, Inc. | Novel Coronavirus (2019-nCoV) Real-time RT-PCR Kit | CE-IVD
190 | FINDX org | Commercialized | Rapid diagnostic test | Immunoassay | IgG/IgM | Getein Biotech, Inc. | One Step Test for Novel Coronavirus(2019-nCoV) IgM/IgG antibody (Colloidal Gold) | CE-IVD
192 | FINDX org | Commercialized | Manual or automated Immunoassays | Immunoassay | IgG/IgM | Goldsite Diagnostics Inc. | SARS-CoV-2 IgG/IgM Kit (manual) | CE-IVD
208 | FINDX org | Commercialized | Rapid diagnostic test | Immunoassay | IgG/IgM | Hanghzhou AllTest Biotech Co., Ltd | 2019-nCoV IgG/IgM Rapid Test Cassette | CE-IVD
212 | FINDX org | Commercialized | Rapid diagnostic test | Immunoassay | IgG/IgM | Hangzhou Biotest Biotech Co., Ltd | COVID-19 IgG/IgM Rapid Test Cassette (Whole Blood/Serum/Plasma) | CE-IVD
218 | Other | Commercialized |  | PCR |  | Hong Kong University of Science and Technology | On-site rapid molecular diagnostic system based on Shenzhen Shineway Technology | CE-IVD (platform)
219 | FINDX org | Commercialized | Rapid diagnostic test | Immunoassay | IgG/IgM | Humasis | Humasis COVID-19 IgG/IgM Test | CE-IVD, Korea, MFDS
220 | FINDX org | Commercialized | Rapid diagnostic test | Immunoassay | IgG/IgM | Hunan Lituo Biotechnology Co., Ltd | COVID-19 IgG/IgM Detection Kit (Colloidal Gold) | CE-IVD
227 | FINDX org | Commercialized | Rapid diagnostic test | Immunoassay | IgG/IgM | Innovita Biological Technology Co. Ltd | 2019-nCoV Ab Test (Colloidal Gold) (IgM/IgG Whole Blood/Serum/Plasma Combo) | CE-IVD
228 | FINDX org | Commercialized | Rapid diagnostic test | Immunoassay | IgG/IgM | InTec Products, Inc. | Rapid SARS-CoV-2 Antibody Test | CE-IVD
229 | FINDX org | Commercialized | Rapid diagnostic test | Immunoassay | IgG/IgM | InTec Products, Inc. | Rapid SARS-CoV-2 Antibody (IgM/IgG) | CE-IVD
230 | FINDX org | Commercialized |  | Digital solutions |  | Intrasense SA | Myrian Covid-19 | CE-IVD, China, FDA EUA, US FDA, EUA
233 | FINDX org | Commercialized | Rapid diagnostic test | Immunoassay | Ag | Jiangsu Bioperfectus Technologies Co. Ltd | PerfectPOC Novel Corona Virus (SARS-CoV-2) Ag Rapid Test Kit | CE-IVD
236 | FINDX org | Commercialized | Rapid diagnostic test | Immunoassay | IgG/IgM | Jiangsu Bioperfectus Technologies Co. Ltd | PerfectPOC Novel Corona Virus (SARS-CoV-2) IgM/IgG Rapid Test Kit | CE-IVD
245 | FINDX org | Commercialized | Manual NAT | PCR |  | KH Medical Co. Ltd | RADI COVID-19 Detection Kit and RADI COVID-19 Triple Detection Kit | CE-IVD
246 | FINDX org | Commercialized | Manual NAT | PCR |  | KogeneBiotech Co. Ltd | PowerChekTM 2019-nCoV Real-time PCR Kit | CE-IVD, Korea MFDS–EUA
260 | FINDX org | Commercialized | Manual NAT | PCR |  | Liferiver | Liferiver Novel Coronavirus (2019-nCoV) Real Time Multiplex RT-PCRT kit | CE-IVD, China FDA–EUA
261 | FINDX org | Commercialized | Rapid diagnostic test | Immunoassay | IgG/IgM | Liming Bio-Products Co., Ltd | COVID-19 IgG/IgM Combo Rapid Test Device | CE-IVD
262 | FINDX org | Commercialized |  | PCR |  | Liming Bio-Products Co., Ltd | SrongStep®Novel Coronavirus (SARS-CoV-2) Multiplex Real-Time PCR Kit | CE-IVD
263 | FINDX org | Commercialized | Manual or automated Immunoassays | Immunoassay | Ag | Liming Bio-Products Co., Ltd | COVID-19 Antigen Rapid Test Device | CE-IVD
264 | FINDX org | Commercialized | Rapid diagnostic test | Immunoassay | IgG/IgM | Liming Bio-Products Co., Ltd | COVID-19 IgG/IgM Combo Rapid Test Device | CE-IVD
265 | FINDX org | Commercialized | Manual or automated Immunoassays | Immunoassay | IgG/IgM | LOMINA AG | SARS-CoV-2(COVID19)IgM/IgG Antibody Fast Detection Kit | CE-IVD
268 | FINDX org | Commercialized | Rapid diagnostic test | Immunoassay | IgG/IgM | LumiQuick Diagnostics Inc. | QuickProfile™ 2019-nCoV IgG/IgM Combo Test Card | CE-IVD
269 | FINDX org | Commercialized | Manual NAT | PCR |  | Mabsky Bio-Tech Co., Ltd | COVID-19 virus (2019-nCoV) Dual-Detection Kit | CE-IVD
270 | FINDX org | Commercialized | Manual NAT | PCR |  | Mabsky Bio-Tech Co., Ltd | Influenza A virus, Influenza B virus & COVID-19 virus (2019-nCoV) Triple-Detection Kit | CE-IVD
271 | FINDX org | Commercialized | Manual NAT | PCR |  | Mabsky Bio-Tech Co., Ltd | COVID-19 virus (2019-nCOV) Triple-Detection Kit (Real-Time PCR Method) | CE-IVD
272 | FINDX org | Commercialized | Manual NAT | PCR |  | Maccura Biotechnology Co., Ltd | SARS-CoV-2 Fluorescent PCR | CE-IVD, China, FDA EUA
276 | FINDX org | Commercialized | Rapid diagnostic test | Immunoassay | IgG/IgM | MedicalSystem Biotechnology Co., Ltd | COVID-19 IgM/IgG Rapid Test Cassette | CE-IVD
280 | FINDX org | Commercialized | Automated lab-based, near-POC NAT or POC NAT | PCR |  | MiCo Biomed Co. Ltd | VERI-QTM PCR 316 COVID-19 detection system | CE-IVD
282 | FINDX org | Commercialized | Manual NAT | PCR |  | Mikrogen GmbH | ampliCube Coronavirus Panel | CE-IVD
285 | FINDX org | Commercialized | Manual or automated Immunoassays | Immunoassay | IgG/IgM | Mokobio Biotechnology R&D Center | SARS-CoV-2 IgM & IgG Quantum Dot Immunoassay | CE-IVD
289 | FINDX org | Commercialized | Rapid diagnostic test | Immunoassay | IgG/IgM | nal von minden GmbH | NADAL® COVID-19 IgG/IgM Test (243003N-25, 243002N-20, 243001N-10) | CE-IVD
291 | FINDX org | Commercialized | Manual NAT | PCR |  | Nanjing Vazyme Medical Technology Co., Ltd | 2019-Novel Coronavirus (2019-nCoV) Triplex RT-qPCR Detection Kit | CE-IVD
293 | FINDX org | Commercialized | Rapid diagnostic test | Immunoassay | IgG/IgM | Nantong Egens Biotechnology Co., LTD | EGENS COVID-19 IgG/IgM Rapid Test Kit | CE-IVD
295 | FINDX org | Commercialized | Manual NAT | PCR |  | Next Pharma Inc. | DiaCarta's QuantiVirusTMSARS-CoV-2 Test | CE-IVD, US FDA EUA
301 | FINDX org, 360 DX coronavirus | Commercialized | Manual NAT | PCR |  | Novacyt/primerdesign | genesig Real-Time PCR COVID-19 | CE-IVD
304 | 360 DX Coronavirus Test Tracker | Commercialized | Automated lab-based, near-POC NAT or POC NAT | PCR |  | OsangHealthcare | GeneFinder COVID-19 RealAmp Kit | CE-IVD
307 | FINDX org | Commercialized | Rapid diagnostic test | Immunoassay | IgG/IgM | PCL Inc. | PCL COVID19 IgG/IgM Rapid Gold | CE-IVD, Korea MFDS
308 | FINDX org | Commercialized | Manual or automated Immunoassays | Immunoassay | Ag | PCL Inc. | PCL COVID19 Ag Rapid FIA | CE-IVD
309 | FINDX org | Commercialized | Manual or automated Immunoassays | Immunoassay |  | PEPperPRINT GmbH | PEPperCHIP® SARS-CoV-2 Proteome Microarray (manual) | CE-IVD
310 | FINDX org | Commercialized | Rapid diagnostic test | Immunoassay | IgG/IgM | PerGrande BioTech Development Co., Ltd | SARS-CoV-2 Antibody Detection Kit (Colloidal Gold Immunochromatographic assay) | CE-IVD
311 | FINDX org | Commercialized | Manual NAT | PCR |  | PerkinElmer Inc. | PerkinElmer® SARS-CoV-2 Realtime RT-PCR Assay | CE-IVD
318 | FINDX org | Commercialized | Rapid diagnostic test | Immunoassay | IgG/IgM | PRIMA Lab S.A. | PRIMA COVID-19 IgG/IgM Rapid Test (For Professional Use) | CE-IVD
322 | FINDX org | Commercialized | Manual NAT | PCR |  | Progenie Molecular S.L.U. | RealCycler CORO | CE-IVD
324 | FINDX org | Commercialized | Automated lab-based, near-POC NAT or POC NAT | PCR |  | QIAGEN GmbH | QIAstat-Dx Respiratory Panel 2019-nCoV | CE-IVD, US FDA EUA
337 | FINDX org | Commercialized | Rapid diagnostic test | Immunoassay | IgG/IgM | RayBiotech | Coronavirus (SARS-CoV-2) IgM/IgG Test Kit (Colloidal Gold) | CE-IVD
342 | FINDX org | Commercialized | Manual NAT | PCR |  | Sansure Biotech, Inc. | Novel Coronavirus (2019-nCoV) Nucleic Acid Diagnostic Kit (PCR-Fluorescence Probing) | CE-IVD, China FDA–EUA
343 | FINDX org | Commercialized | Manual NAT | PCR |  | SD BIOSENSOR Inc. | STANDARD M nCoV Real-Time Detection Kit | CE-IVD, Korea MFDS–EUA
344 | FINDX org | Commercialized | Manual or automated Immunoassays | Immunoassay | Ag | SD BIOSENSOR Inc. | STANDARD F COVID-19 Ag FIA | CE-IVD
345 | FINDX org | Commercialized | Rapid diagnostic test | Immunoassay | Ag | SD BIOSENSOR Inc. | STANDARD Q COVID-19 Ag Test | CE-IVD
346 | FINDX org | Commercialized | Rapid diagnostic test | Immunoassay | IgG/IgM | SD BIOSENSOR Inc. | STANDARD Q COVID-19 IgM/IgG Duo Test | CE-IVD
347 | FINDX org | Commercialized | Manual NAT | PCR |  | SEASUN BIOMATERIALS | U-TOP™ COVID-19 Detection Kit | CE-IVD, Korea MFDS–EUA
348 | FINDX org | Commercialized | Automated lab-based, near-POC NAT or POC NAT | PCR |  | Seegene, Inc. | Allplex 2019-nCoV assay | CE-IVD; Korea MFDS-EUA
351 | FINDX org | Commercialized | Rapid diagnostic test | Immunoassay | IgG/IgM | SensingSelf, Pte, Ltd, Singapore | EDR COVID 19 Rapid Test Kit (IgM/IgG) | CE-IVD
352 | FINDX org | Commercialized | Automated lab-based, near-POC NAT or POC NAT | PCR |  | Sente Biolab | Senteligo Covid-19 qRT PCR Detection Kit | CE-IVD
353 | FINDX org | Commercialized | Manual NAT | PCR |  | Sentinel CH | STAT-NAT® Covid-19 HK and STAT-NAT® Covid-19 B | CE-IVD
354 | FINDX org | Commercialized | Rapid diagnostic test | Immunoassay |  | servoprax GmbH | Cleartest Corona, Covid-19 | CE-IVD
355 | FINDX org | Commercialized | Manual NAT | PCR |  | Shaanxi Lifegen Co., Ltd | Novel coronavirus (COVID-19) nucleic acid detection kit (fluorescent PCR method) | CE-IVD
357 | FINDX org | Commercialized | Rapid diagnostic test | Immunoassay | IgG/IgM | Shanghai Chemtron Biotech Co. Ltd | 2019-nCoV IgM Antibody Diagnostic Kit (Colloidal gold) | CE-IVD
363 | FINDX org | Commercialized | Manual NAT | PCR |  | Shanghai ZJ Bio-Tech Co., Ltd/Liferiver | Liferiver Novel Coronavirus (2019-nCoV) Real Time Multiplex RT-PCRT kit | CE-IVD, China, FDA EUA
365 | FINDX org | Commercialized | Rapid diagnostic test | Immunoassay | Ag | Shenzhen Bioeasy Biotechnology Co., Ltd | Bioeasy 2019-nCoV Ag Fluorescence Rapid Test Kit (Time-Resolved Fluorescence) | CE-IVD
366 | FINDX org | Commercialized | Rapid diagnostic test | Immunoassay | IgG/IgM | Shenzhen Bioeasy Biotechnology Co., Ltd | Bioeasy 2019-nCoV Total Ab GICA Rapid Test | CE-IVD
367 | FINDX org | Commercialized | Manual NAT | PCR |  | Shenzhen Puruikang Biotech Co., Ltd | Detection Kit for 2019-Novel Coronavirus RNA (RT-PCR-Fluorescence Probing) | CE-IVD
368 | FINDX org | Commercialized | Manual NAT | PCR |  | Shenzhen Tailored Medical Ltd | New Coronavirus (SARS-CoV-2) Nucleic Acid Detection Kit (PCR-Fluorescent Probe Method) | CE-IVD
369 | FINDX org | Commercialized | Rapid diagnostic test | Immunoassay | IgG/IgM | Shenzhen Tailored Medical Ltd | Novel Coronavirus (SARS-CoV-2) IgM/IgG Antibody Assay Kit (Colloidal Gold Method) | CE-IVD
370 | FINDX org | Commercialized | Manual or automated Immunoassays | Immunoassay | IgM | Shenzhen Yhlo Biotech Co. Ltd | iFlash-SARS-CoV-2 IgM | CE-IVD
371 | FINDX org | Commercialized | Manual or automated Immunoassays | Immunoassay | IgG | Shenzhen Yhlo Biotech Co. Ltd | iFlash-SARS-CoV-2 IgG | CE-IVD
374 | FINDX org | Commercialized | Manual or automated Immunoassays | Immunoassay | IgG | Snibe Co., Ltd (Shenzhen New Industries Biomedical Engineering Co., Ltd) | MAGLUMI 2019-nCoV IgG (CLIA) | CE-IVD
375 | FINDX org | Commercialized | Manual or automated Immunoassays | Immunoassay | IgM | Snibe Co., Ltd (Shenzhen New Industries Biomedical Engineering Co., Ltd) | MAGLUMI 2019-nCoV IgM (CLIA) | CE-IVD
376 | FINDX org | Commercialized | Automated lab-based, near-POC NAT or POC NAT | PCR |  | Solgent Co.Ltd | DiaPlexQ™ Novel Coronavirus (2019-nCoV) Detection Kit | CE-IVD, Korea, FDA EUA
383 | FINDX org | Commercialized | Manual or automated Immunoassays | Immunoassay | IgG/IgM | Sugentech, Inc. | SGTi-flex COVID-19 IgM/IgG (manual) | CE-IVD
384 | FINDX org | Commercialized | Rapid diagnostic test | Immunoassay | IgM | Sugentech, Inc. | SGTi-flex COVID-19 IgM (RDT) | CE-IVD
385 | FINDX org | Commercialized | Manual or automated Immunoassays | Immunoassay | IgM | Sugentech, Inc. | SGTi-flex COVID-19 IgM (manual) | CE-IVD
386 | FINDX org | Commercialized | Rapid diagnostic test | Immunoassay | IgG | Sugentech, Inc. | SGTi-flex COVID-19 IgG (RDT) | CE-IVD
387 | FINDX org | Commercialized | Manual or automated Immunoassays | Immunoassay | IgG/IgM | Sugentech, Inc. | SGTi-flex COVID-19 IgM/IgG (manual) | CE-IVD
388 | FINDX org | Commercialized | Rapid diagnostic test | Immunoassay | IgG/IgM | Sugentech, Inc. | SGTi-flex COVID-19 IgM/IgG (RDT) | CE-IVD
390 | FINDX org | Commercialized | Rapid diagnostic test | Immunoassay | IgG/IgM | Sure Bio-Tech (USA) Co., Ltd | SARS-CoV-2 IgM/IgG Ab Rapid Test | CE-IVD
391 | FINDX org | Commercialized | Rapid diagnostic test | Immunoassay | IgM | Sure Bio-Tech (USA) Co., Ltd | SARS-CoV-2 IgM Ab Rapid Test | CE-IVD
392 | FINDX org | Commercialized | Rapid diagnostic test | Immunoassay | IgG | Sure Bio-Tech (USA) Co., Ltd | SARS-CoV-2 IgG Ab Rapid Test | CE-IVD
395 | 360 DX Coronavirus Test Tracker | Commercialized | Manual NAT | PCR |  | Systaaq Diagnostic Prouducts | 2019-Novel Coronavirus (COVID-19) Real Time PCR Kit | CE-IVD
396 | FINDX org | Commercialized | Manual or automated Immunoassays | Immunoassay | IgM | Taizhou ZECEN Biotech Co., Ltd | SARS-CoV-2 IgM (CE-IVD) | CE-IVD
397 | FINDX org | Commercialized | Manual or automated Immunoassays | Immunoassay | IgG | Taizhou ZECEN Biotech Co., Ltd | SARS-CoV-2 IgG (CE-IVD) | CE-IVD
400 | FINDX org | Commercialized | Manual NAT | PCR |  | Tellgen Corporation | SARS-CoV-2 Nucleic acids detection kit based on Real-Time PCR platform | CE-IVD
404 | FINDX org | Commercialized | Rapid diagnostic test | Immunoassay | IgG/IgM | Tianjin MNCHIP Technologies Co., Ltd | Anti-COVID-19 virus IgM/IgG rapid test kit (Colloidal gold assay) | CE-IVD
405 | FINDX org | Commercialized | Rapid diagnostic test | Immunoassay | IgG/IgM | Tianjin MNCHIP Technologies Co., Ltd. | Anti-COVID-19 virus IgM/IgG rapid test kit (Colloidal gold assay) | CE-IVD
407 | 360 DX Coronavirus Test Tracker | Commercialized | Manual NAT | PCR |  | TIB Molbiol Syntheselabor | Sarbecovirus E-gene | CE-IVD
419 | FINDX org | Commercialized | Automated lab-based, near-POC NAT or POC NAT | PCR |  | Veredus Laboratories Pte Ltd | VereCoV™ Detection Kit and VerePLEX™ Biosystem | CE-IVD, Singapore
425 | FINDX org | Commercialized | Manual or automated Immunoassays | Immunoassay | IgG | Vircell S.L. | COVID-19 ELISA IgG | CE-IVD
427 | FINDX org | Commercialized | Manual NAT | PCR |  | Vitassay Healthcare S.L. | Vitassay qPCR SARS-CoV-2 | CE-IVD
428 | FINDX org | Commercialized | Rapid diagnostic test | Immunoassay | IgG/IgM | VivaChek Biotech (Hangzhou) Co., Ltd | VivaDiag COVID-19 IgM/IgG Rapid Test | CE-IVD
429 | FINDX org | Commercialized | Rapid diagnostic test | Immunoassay | IgG/IgM | VivaChek Biotech (Hangzhou) Co., Ltd | VivaDiag COVID-19 IgM/IgG Rapid Test | CE-IVD
430 | FINDX org | Commercialized | Rapid diagnostic test | Immunoassay | IgG/IgM | Wuhan EasyDiagnosis Biomedicine Co., Ltd | Novel Coronavirus IgM antibody test kit (colloidal gold method) | CE-IVD
431 | FINDX org | Commercialized | Manual NAT | PCR |  | Wuhan Easydiagnosis Biomedicine Co., Ltd | SARS-CoV-2 nucleic acid test kit | CE-IVD, China, FDA-EUA
432 | FINDX org | Commercialized | Rapid diagnostic test | Immunoassay | IgG | Wuhan EasyDiagnosis Biomedicine Co., Ltd | Novel Coronavirus IgG antibody test kit (colloidal gold method) | CE-IVD
433 | FINDX org | Commercialized | Rapid diagnostic test | Immunoassay | IgM | Wuhan EasyDiagnosis Biomedicine Co.,Ltd | Novel Coronavirus IgM antibody test kit (colloidal gold method) | CE-IVD
434 | FINDX org | Commercialized | Rapid diagnostic test | Immunoassay | IgG | Wuhan EasyDiagnosis Biomedicine Co.,Ltd | Novel Coronavirus IgG antibody test kit (colloidal gold method) | CE-IVD
435 | FINDX org | Commercialized | Manual NAT | PCR |  | Wuhan HealthCare Biotechnology Co., Ltd | Corona Virus Disease 2019 (COVID-19) Nucleic Acid Detection Kit | CE-IVD
437 | FINDX org | Commercialized | Manual NAT | PCR |  | Xi'an Goldmag Nanobio Tech Co., Ltd | Real-Time RT-PCR assays for the detection of SARS-CoV-2 | CE-IVD
438 | FINDX org | Commercialized | Rapid diagnostic test | Immunoassay | IgG/IgM | Xiamen Biotime Biotechnology Co., Ltd | SARS-CoV-2 IgG/IgM Rapid Qualitative Test Kit | CE-IVD
439 | FINDX org | Commercialized | Rapid diagnostic test | Immunoassay | IgG/IgM | Xiamen Boson Biotech Co. Ltd | Rapid 2019-nCoV IgG/IgM Combo Test Card | CCE-IVD
440 | FINDX org | Commercialized | Rapid diagnostic test | Immunoassay | IgG/IgM | Xiamen Wiz Biotech Co. Ltd | Diagnostic Kit (Colloidal Gold) for IgG/IgM Antibody to SARS-COV-2 | CE-IVD
441 | FINDX org | Commercialized | Automated lab-based, near-POC NAT or POC NAT | PCR |  | Xiamen Zeesan Biotech Co., Ltd. | SARS-CoV-2 Test Kit | CE-IVD
444 | FINDX org | Commercialized | Rapid diagnostic test | Immunoassay |  | Yuno Diagnostics Co., Ltd | Novel coronavirus(SARS-CoV-2) IgG/IgM Antibody Combined Test Kits | CE-IVD
451 | 360 DX Coronavirus Test Tracker | Commercialized |  | Immunoassay | IgG/IgM | Zhejiang Orient Gene Biotech | COVID-19 IgG/IgM Rapid Test | CE-IVD, EUA planned
452 | FINDX org | Commercialized | Rapid diagnostic test | Immunoassay | IgG/IgM | Zhejiang Gene Science Co., Ltd | Novel Coronavirus (2019-nCoV) IgM/IgG Antibodies Detection Kit | CE-IVD
460 | Other | Commercialized | Rapid diagnostic test | Immunoassay | IgG/IgM | Changsha Sinocare, Inc. | SARS-CoV-2 Antibody Test Strip | CE-IVD
461 | Other | Commercialized | Rapid diagnostic test | Immunoassay | IgG/IgM | Guangzhou Wondfo Biotech Co., Ltd | Wondfo SARS-CoV-2 Antibody Test (lateral flow method) | CE-IVD, China, Australia, India
462 | Other | Commercialized | Rapid diagnostic test | Immunoassay | Ag | Zhejiang Orient Gene Biotech | Coronavirus Ag Rapid Test Cassette (Swab) | CE-IVD
464 | Other | Commercialized | Rapid diagnostic test | Immunoassay | IgG/IgM | Biozek - Inzek International Trading | COVID-19 IgG/IgM Rapid Test Cassette | CE-IVD
465 | Other | Commercialized | Rapid diagnostic test | Immunoassay | IgG/IgM | ACRO Biotech | COVID-19 IgG/IgM Rapid Test Cassette | CE-IVD
466 | Other | Commercialized | Rapid diagnostic test | Immunoassay |  | SURESCREEN Diagnostics | Rapid Immunoassay Test Cassette | CE-IVD
467 | Other | Commercialized | Rapid diagnostic test | Immunoassay | IgG/IgM | MEXACARE | COVID-19 IgG/IgM | CE-IVD

## CE-IVD-PCR
ID | Type | Manufacturer | Commercial Name | Links | Time | Throughput | LOD | Analytical sensitivity | Clinical sensitivity | Analytical specificity | Clinical specificity | Positive control | Negative control | Notes
1 | PCR | 1drop Inc. | 1copy™ COVID-19 qPCR Kit | https://www.jenabioscience.com//files/jenabioscience/datasheet_extern/PCR-703.pdf | not found | Single tubes | not found |  |  | not found |  | Yes, but not specified for E gene assay. No for RdRp gene assay | DEPC distilled water | Based on KCDC method
2 | PCR | 3D Medicines | two kits, 2019-nCoV RT-qPCR | http://www.3dmedcare.com/UploadImage/covid/01%20IFU%20for%203DMed%202019-nCoV%20RT-qPCR%20Detection%20Kit.pdf | not found | Single tubes | 5 RNA copies/test |  | PPA 96-100% compared to NGS assays and CDC method | tested negative with 27 species of Viruses/Bacteria/Parasites | NPA 100%-100% compared to NGS and CDC method | Internal control (additional assay) not specified | not found | Performance of 3D 2019-nCoV RT-qPCR Detection Kit has only been established in the specimens collected with oropharyngeal swabs and nasopharyngeal swabs.
5 | PCR | AB ANALITICA Srl | REALQUALITY RQ-2019-nCoV | https://www.abanalitica.com/catalogo/files/1776.pdf | 100 minutes | Single tubes | not found |  |  | not found |  | Internal control (additional assay) not specified Positive control, but not specified | not specified | Based on Berlin method, Reference: Corman,V.M.,Landt,O.,Kaiser,M.,Molenkamp,R.,Meijer,A.,Chu,D.K.,Bleicker,T.,Brünink,S.,Schneider,J.,Schmidt,M.L.andMulders,D.G.,2020.Detectionof2019novelcoronavirus(2019-nCoV)byreal-timeRT-PCR.Eurosurveillance,25(3)
8 | PCR | Abbott Molecular Inc. | Abbott RealTime SARS-CoV-2 EUA test | https://www.fda.gov/media/136258/download | not found | Single tubes | 100 virus copies/mL | PPA 100% using spiked samples |  | tested negative with 31 species of micoorganisms NPA 100% using spiked samples |  | RNA added to each reaction, not specified | no template tube
19 | PCR | Advanced Molecular Diagnostics | Zena Max – SARS-COV-2 Real Time PCR Detection Kit | http://am-diagnostics.co.uk/molecular-assays/zena-max-covid-19 | not found | Single tubes | up to one copy “rxn volume 25ul” under their validation methods and devices (not specified). |  |  | specific up to 100% for Human SARS-COV-2 Virus RNA under their validation methods and devices (not specified). |  | internal positive control assay (highly conserved region of human RNA) | not found
23 | RT-PCR | altona Diagnostics | Rapid detection of coronavirus RNA from respiratory samples | https://altona-diagnostics.com/files/public/Content%20Homepage/-%2002%20RealStar/INS%20-%20RUO%20-%20EN/RealStar%20SARS-CoV-2%20RT-PCR%20Kit%201.0_WEB_RUO_EN-S02.pdf | not found | Single tubes | not found |  |  | not found |  | Positive and internal control | no template tube
31 | PCR | Anatolia Geneworks | Bosphore Novel Coronavirus (2019-nCoV) Detection Kit | http://www.anatoliageneworks.com/en/kitler.asp?id=360&baslik=Bosphore%20Novel%20Coronavirus%20(2019-nCoV)%20Detection%20Kit&bas=Bosphore%20Novel%20Coronavirus%20(2019-nCoV)%20Detection%20Kit | not found | Single tubes | not found |  |  | not found |  | Internal control | not found
33 | PCR | Anhui Anlong Gene Technology Co., Ltd | Detection Kit for 2019-nCov nucleic acid (Fluorescence PCR) | https://www.anlongen.com/news/detail.html?id=55 | not found | Single tubes | 200 copies/ml (ORF1ab gene) and 300 copies/ml (N gene) |  |  | not found |  | positive control, not specified | negative control, not specified | Using Google translate
35 | PCR | Anlongen | nConV-19 Nucleic Acid qPCR Kit | Same as 33 | not found | not found | not found |  |  | not found |  | not found | not found
49 | PCR | Bai-care (Tianjin) Biotechnology Co., Ltd | Multiplex Nucleic Acid Detection Kit for Respiratory Pathogens | not found | not found | not found | not found |  |  | not found |  | not found | not found
57 | PCR | Beijing Applied Biological Technologies Co., Ltd | Multiple Real-Time PCR Kit for Detection of 2019-nCoV (manual & automated lab-based) | http://www.x-abt.com/index.php?m=content&c=index&a=lists&catid=49 | not found | not found | not found |  |  | not found |  | not found | not found
66 | PCR | Beijing Kewei Clinical Diagnostic Reagent Inc. | Kewei COVID-19 Antigen Rapid Test Kit (Colloidal Gold) |  | not found | not found | not found |  |  | not found |  | not found | not found
74 | PCR | Beijing Microread Genetics Co.,Ltd | COVID-19 (SARS-CoV-2) Detection Kit (LAMP) | not found | not found | not found | not found |  |  | not found |  | not found | not found
89 | PCR | BIOMAXIMA S.A. | SARS-CoV-2 Real Time PCR LAB-KIT™ | https://biomaxima.com/userfiles/files/SARS-CoV-2%20Real-Time%20PCR%20LAB-KIT%20Leaflet%20ENG%281%29.pdf | 62 min (PCR amplification) | Single tubes | ≥ 10 RNA copies | > 99% |  | Specificity > 99% |  | positive control, not specified | negative control, not specified | Declared as "Validated and registered in URPL "
101 | PCR | Biotech & Biomedicine (Shenyang) Group Ltd | Real Time PCR Detection Kit For COVID-19 Coronavirus | not found | not found | not found | not found |  |  | not found |  | not found | not found
102 | PCR | Biotech & Biomedicine (Shenyang) Group Ltd | Colorimetric and Isothermal Detection Kit for COVID-19 Coronavirus | not found | not found | not found | not found |  |  | not found |  | not found | not found
113 | PCR | Cancer Rop Co., Ltd. | Q-Sens® 2019-nCoV Detection Kit | not found | not found | not found | not found |  |  | not found |  | not found | not found
121 | PCR | Cepheid | Xpert Xpress SARS-CoV-2 | https://www.cepheid.com/coronavirus | 45 minutes | single cartridges | 250 copies/mL | 100% agreement with spiked samples as 2x LOD |  | tested negative with 39 species of microorganisms |  | A Sample Processing Control (SPC)and a Probe Check Control (PCC) | not found
122 | PCR | CerTest Biotec, S.L. | VIASURE SARS-CoV-2 Real Time PCR Detection Kit | not found, see 124 | not found | not found | not found |  |  | not found |  | not found | not found
123 | PCR | Certest Biotec, S.L. | VIASURE SARS-CoV-2 S gene Real Time PCR Detection Kit | not found, see 124 | not found | not found | not found |  |  | not found |  | not found | not found
124 | PCR | CerTest Biotec, S.L. | VIASURE SARS-CoV-2 S gene Real Time PCR Detection Kit adapted for BD MAX™ System | https://www.certest.es/wp-content/uploads/2020/03/VS-NCO124enes0320-rev-01.pdf | not found | single cartridges | 24 cDNA copies per reaction |  |  | tested negative with 41 species of microorganisms |  | Internal control, not specified | not found
125 | PCR | Chaozhou Hybribio Biochemistry Ltd | COVID-19 Real-Time PCR Kit (manual & automated lab-based) | not found | not found | not found | not found |  |  | not found |  | not found | not found
129 | PCR | Clonit | quanty-CONV-19 | http://newsletter.biozol.de/Mail/Bilder/Webseite/COVID-19%20Produkte/RT-25.5%20(ENG).pdf | not found | single tubes | 1 cps/ul |  | reported clinical sensitivity of 100% | Tested negative with samples tested as positive for other viruses | Diagnostic specificity reported to be 100% | Inhibition control, positive controls (synthetic RNA) | not found
130 | PCR | Co-diagnostics | Logix Smart Coronavirus disease 2019 (COVID-19) | http://codiagnostics.com/wp-content/uploads/2020/03/Instructions-for-Use-Logix-Smart%E2%84%A2-COVID-19-EUA-CE-IVD.pdf | not found | single tubes | 9.35 copies/ul | 100% sensitivity with spiked samples |  | 16 microorganisms in the cross-reactivity in silico assessment tested negative with 16 species of microorganisms 100% specificity with spiked samples |  | positive control, proprietary blend of positive primers | no template tube
144 | PCR | DAAN Gene Co., Ltd of Sun Yat-sen University | Novel Coronavirus (2019-nCoV) Real Time Multiplex RT-PCR kit | not found | not found | not found | not found |  |  | not found |  | not found | not found
148 | TEM-PCR | Diatheva SRL | COVID-19 PCR DIATHEVA Detection kit | https://www.diatheva.com/images/DATASHEET/MBK_MBR/MBK0091%20COVID-19%20Pcr%20Diatheva%20Detection%20Kit.pdf | not found | single tubes |  |  | reported diagnostic sensitivity of 100%. | reported diagnostic specificity of 100% | reported diagnostic specificity of 100% | RNase P target as internal positive control positive control sample | no template tube | Based on Berlin protocol
155 | PCR | Edinburgh Genetics Limited | COVID-19 Real-time PCR Testing Kit | https://img1.wsimg.com/blobby/go/0bb0cb4f-fcc3-4a80-a429-81e323b73197/downloads/COVID-19%20Real-time%20PCR%20Testing%20Kit%20%20v2.0%20.pdf?ver=1586095524802 | not found | single tubes |  | Coincidence rate 100% with 5 positive references and 12 negative references |  | tested negative with 16 species of microorganisms | Coincidence rate 100% with 5 positive references and 12 negative references | endogenous internal control detection system Positive control: pseudovirus containing target sequences | Negative control: pseudovirus with internal control fragments
159 | PCR | EUROIMMUN AG | EURORealTime SARS-CoV-2 | https://www.euroimmun.com/products/indications/infektions-serologie/weitere-parameter/sars-coronavirus.html | not found | not found | not found |  |  | not found |  | not found | not found
171 | PCR | Gencurix Inc. | GenePro COVID-19 Detection Test | http://www.gencurix.com/ENG_GenePro_COVID19_Brochure.pdf | <1.5h after RNA extraction | Single tubes | 1 copy/ul |  |  | not found |  | Positive control: virus RNA | not found
172 | PCR | Gencurix Inc. | GenePro COVID-19 Detection Test v2 | same as 159 | not found | not found | not found |  |  | not found |  | not found | not found
177 | PCR | GeneMe | Advanced One Step FAST Covi19 KIT Two Genes Set | https://geneme-koronawirus.pl/product/2 | not found | Single tubes | not found |  |  | not found |  | Internal and positive controls, not specified | not found
185 | PCR | Genomica Sau | qCOVID-19 | http://genomica.com/covid-19/?lang=en | 1h30 | 48 samples per run | Diagnostic sensitivity of 100% |  | Diagnostic sensitivity of 100% |  | Diagnostic specificity of 100% | positive control, not specified | not found | validated at the National Center for Microbiology (Instituto de Salud Carlos III, Spanish National Reference Center) with a panel of 80 samples
186 | PCR | Genomica Sau | CLART COVID-19 | http://genomica.com/covid-19/?lang=en | less than 5 hours | 96 samples per run (probe microarrays), automation available | Diagnostic sensitivity >96% |  | Diagnostic sensitivity >96% |  | Diagnostic specificity of 98% | not found | not found | validated at the National Center for Microbiology (Instituto de Salud Carlos III, Spanish National Reference Center) with a panel of 80 samples
187 | PCR | Genomictree, Inc. | AccuraTect RT-qPCR SARS-CoV-2 | http://www.genomictree.com/en/sub/cancer/ATS.asp | not found | single tubes | 100 copies/reaction |  | PPA: 100% | 44 microorganisms in the cross-reactivity in silico assessment tested negative with 35 species of microorganisms | NPA: 100% | Internal control (human RNAse P gene) Positive control | SARS-CoV negative control
189 | PCR | Getein Biotech, Inc. | Novel Coronavirus (2019-nCoV) Real-time RT-PCR Kit | not found | not found | not found | not found |  |  | not found |  | not found | not found
218 | PCR | Hong Kong University of Science and Technology | On-site rapid molecular diagnostic system based on Shenzhen Shineway Technology | https://www.ust.hk/news/research-and-innovation/hkust-research-team-invents-worlds-fastest-coronavirus-detection | 40 minutes | not found | not found |  |  | not found |  | not found | not found
245 | PCR | KH Medical Co. Ltd | RADI COVID-19 Detection Kit and RADI COVID-19 Triple Detection Kit | not found | not found | not found | not found |  |  | not found |  | not found | not found
246 | PCR | KogeneBiotech Co. Ltd | PowerChekTM 2019-nCoV Real-time PCR Kit | http://www.kogene.co.kr/eng/about_us/news/listbody.php?h_gcode=board&h_code=7&po_no=288 | not found | single tubes | not found |  |  | not found |  | Control 1 (E gene) Control 2 (RdRp gene) | not found
254 | PCR | Kurabo Industries Ltd. | 15-minute coronavirus test kits | immuno | not found | not found | not found |  |  | not found |  | not found | not found
260 | PCR | Liferiver | Liferiver Novel Coronavirus (2019-nCoV) Real Time Multiplex RT-PCRT kit | https://www.mobitec.com/media/liferiver/invitrodiagnostics/realtimepcrdiagnostickits/RR-0478-02-ZJ.pdf | not found | single tubes | 1×10^3 copies/ml |  |  | not found |  | yes | yes
261 | PCR | Liming Bio-Products Co., Ltd | COVID-19 IgG/IgM Combo Rapid Test Device | Immuno | not found | not found | not found |  |  | not found |  | not found | not found
269 | PCR | Mabsky Bio-Tech Co., Ltd | COVID-19 virus (2019-nCoV) Dual-Detection Kit | http://en.mabsky.com/en/new1/20200309/119.html | 90 minutes | single tubes | 500 copies/mL |  |  | not found |  | not found | not found
270 | PCR | Mabsky Bio-Tech Co., Ltd | Influenza A virus, Influenza B virus & COVID-19 virus (2019-nCoV) Triple-Detection Kit | http://en.mabsky.com/en/new1/20200309/119.html | 90 minutes | single tubes | 500 copies/mL |  |  | not found |  | not found | not found
271 | PCR | Mabsky Bio-Tech Co., Ltd | COVID-19 virus (2019-nCOV) Triple-Detection Kit (Real-Time PCR Method) | http://en.mabsky.com/en/new1/20200309/119.html | 90 minutes | single tubes | 500 copies/mL |  |  | not found |  | not found | not found
272 | PCR | Maccura Biotechnology Co., Ltd | SARS-CoV-2 Fluorescent PCR | https://www.maccura.com/en/product/vAMA7UmFXAE-.html https://www.maccura.com/resources/98099844450616688.pdf | 2 hours | single tubes | 1000 copies/mL |  |  | not found |  | yes | yes
280 | PCR | MiCo Biomed Co. Ltd | VERI-QTM PCR 316 COVID-19 detection system | link not found | not found | not found | not found |  |  | not found |  | not found | not found
282 | PCR | Mikrogen GmbH | ampliCube Coronavirus Panel |  | 3 hours | not found | not found |  |  | not found |  | yes | yes
291 | PCR | Nanjing Vazyme Medical Technology Co., Ltd | 2019-Novel Coronavirus (2019-nCoV) Triplex RT-qPCR Detection Kit | https://v1.cecdn.yun300.cn/site_1807300040/CD302-02-Manual%20CE%20IVD%200312(1).pdf | not found | single tubes | 200 copies /mL | Conformity rate of Positive Control: 100% |  | Conformity rate of Negative Control: 100% tested negative with at least 7 species of microorganisms |  | Positive control (RNA pseudovirus) | DEPC distilled water
295 | PCR | Next Pharma Inc. | DiaCarta's QuantiVirusTMSARS-CoV-2 Test | link not found | not found | not found | not found |  |  | not found |  | not found | not found
301 | PCR | Novacyt/primerdesign | genesig Real-Time PCR COVID-19 | https://www.genesig.com/assets/files/Path_COVID_19_CE_IVD_IFU_Issue_3.pdf | not found | single tubes | 0.58 copies/µl |  | PPA 98% | tested negative with 10 species of microorganisms | NPA 100% | yes | yes | Also data on reproducibility and repeatability
304 | PCR | OsangHealthcare | GeneFinder COVID-19 RealAmp Kit | https://www.elitechgroup.com/genefinder-covid-19-realamp-kit | less than three hours | not found | not found |  |  | not found |  | not found | not found
311 | PCR | PerkinElmer Inc. | PerkinElmer® SARS-CoV-2 Realtime RT-PCR Assay | https://perkinelmer-appliedgenomics.com/home/products/sars-cov-2-real-time-rt-pcr-assay-ce-ivd/ | not found | single tubes | 20 copies/mL |  |  | not found |  | yes | yes
322 | PCR | Progenie Molecular S.L.U. | RealCycler CORO | link not found | not found | not found | not found |  |  | not found |  | not found | not found
324 | PCR | QIAGEN GmbH | QIAstat-Dx Respiratory Panel 2019-nCoV | https://corporate.qiagen.com/newsroom/press-releases/2020/20200226_coronavirus | not found | single tubes | 40,000 copies/ml |  |  | not found |  | yes | yes
339 | PCR | Roche Molecular Diagnostics | cobas® SARS-CoV-2 (for use on the cobas® 6800/8800 Systems) | https://diagnostics.roche.com/global/en/products/params/cobas-sars-cov-2-test.html | 3 hours (96) or 9 hours (384 and 1096) | 96, 384 and 1096 | not found |  |  | not found |  | Positive and internal controls, not specified | yes
342 | PCR | Sansure Biotech, Inc. | Novel Coronavirus (2019-nCoV) Nucleic Acid Diagnostic Kit (PCR-Fluorescence Probing) | http://111.0.93.182/eng.sansure.com.cn/data/upload/ueditor/20200331/5e82e2244cd59.pdf | not found | single tubes | 200 copies/ml |  |  | tested negative with more than 30 species of microorganisms |  | yes | yes
343 | PCR | SD BIOSENSOR Inc. | STANDARD M nCoV Real-Time Detection Kit | http://sdbiosensor.com/xe/product/7653 | less than 90 minutes | single tubes | not found |  |  | not found |  | Positive control (2019-nCoV) and internal control, not specified | negative control, not specified
347 | PCR | SEASUN BIOMATERIALS | U-TOP™ COVID-19 Detection Kit | http://www.seasunbio.com/english/images/pdf/IFU_COVID-19%20(SS-9011)_V2.0.pdf | not found | 94 | 1X10^5 |  |  | not found |  | yes | yes
348 | PCR | Seegene, Inc. | Allplex 2019-nCoV assay | http://www.seegene.com/assays/allplex_2019_ncov_assay# | within 1h50min from extraction | single tubes | 100 copies/ml |  | Positive Percent Agreement (PPA): 100.00% (49/49) [95% CI: 92.75% ~ 100.00%], | tested negative with 61 species of microorganisms. | Negative Percent Agreement (NPA): 94.00% (94/100) [95% CI: 87.40% ~ 97.77%] | yes | yes
352 | PCR | Sente Biolab | Senteligo Covid-19 qRT PCR Detection Kit | https://sentebiolab.com.tr/en/corona-virus-diagnostic-kit/ | 1h after RNA isolation | single tubes | not found |  |  | not found |  | Positive control (not specified), internal control (Rnase P) | yes
353 | PCR | Sentinel CH | STAT-NAT® Covid-19 HK and STAT-NAT® Covid-19 B | https://www.sentineldiagnostics.com/molecular-biology/stat-nat-covid-19/ | 2 hours | not found | not found |  |  | not found |  | yes | yes | Based on Berlin (B) and Hong Kong (HK) protocol
355 | PCR | Shaanxi Lifegen Co., Ltd | Novel coronavirus (COVID-19) nucleic acid detection kit (fluorescent PCR method) | not found | not found | not found | not found |  |  | not found |  | not found | not found
363 | PCR | Shanghai ZJ Bio-Tech Co., Ltd/Liferiver | Liferiver Novel Coronavirus (2019-nCoV) Real Time Multiplex RT-PCRT kit | https://www.mobitec.com/media/liferiver/invitrodiagnostics/realtimepcrdiagnostickits/RR-0478-02-ZJ.pdf | not found | single tubes | 1×10^3copies/ml |  |  | not found |  | Positive and internal controls (not specified) | yes
367 | PCR | Shenzhen Puruikang Biotech Co., Ltd | Detection Kit for 2019-Novel Coronavirus RNA (RT-PCR-Fluorescence Probing) | no info | not found | not found | not found |  |  | not found |  | not found | not found
368 | PCR | Shenzhen Tailored Medical Ltd | New Coronavirus (SARS-CoV-2) Nucleic Acid Detection Kit (PCR-Fluorescent Probe Method) | https://www.ausachina.com/%E5%9C%A8%E7%A0%94%E4%BA%A7%E5%93%81/ | not found | not found | not found |  |  | not found |  | not found | not found
376 | PCR | Solgent Co.Ltd | DiaPlexQ™ Novel Coronavirus (2019-nCoV) Detection Kit | http://www.solgent.com/english/sub03020102/view/id/45 | 2 hours (PCR) | single tubes | 10 copies/reaction |  |  | tested negative with 38 species of microorganisms |  | yes | yes
394 | PCR | SYN LAB | Test detection Coronavirus (COVID-19) | https://www.synlab.ch/docs/default-source/coronavirus-covid-19/covid-19-synfo-1_it_26032020.pdf?sfvrsn=38050431_16 | not found | not found | not found |  |  | not found |  | not found | not found | this is a service
395 | PCR | Systaaq Diagnostic Prouducts | 2019-Novel Coronavirus (COVID-19) Real Time PCR Kit | https://www.systaaq.com/product/covid-19/ | not found | single tubes | 10 copies/ml |  |  | not found |  | yes | yes
400 | PCR | Tellgen Corporation | SARS-CoV-2 Nucleic acids detection kit based on Real-Time PCR platform | no info | not found | not found | not found |  |  | not found |  | not found | not found
407 | PCR | TIB Molbiol Syntheselabor | Sarbecovirus E-gene | no info | not found | not found | not found |  |  | not found |  | not found | not found
417 | PCR | US CDC | 2019 nCoV Real-Time RT-PCR Diagnostic Panel | https://www.fda.gov/media/134922/download | not found | not found | not found |  |  | not found |  | not found | not found | Protocol approed by FDA
419 | PCR | Veredus Laboratories Pte Ltd | VereCoV™ Detection Kit and VerePLEX™ Biosystem | https://vereduslabs.com/wordpress/wp-content/uploads/2020/03/VereCoV-Press-Release_30-Mar_CE-IVD.pdf | about 2h after RNA extraction | lab-on-chip | not found |  |  | detects SARS-CoV. Without cross-reactivity with other coronaviruses such as OC43, 229E, KhU1, NL63 |  | not found | not found | The test integrates PCR amplification and microarray for rapid qualitative detection of 2019-nCoV
427 | PCR | Vitassay Healthcare S.L. | Vitassay qPCR SARS-CoV-2 | https://vitassay.com/now-available-sars-cov-2-i-ii/ | not found | not found | ≥ 10 viral RNA copies per reaction |  |  | tested negative with 42 species of micoorganisms |  | lyophilized SARS-CoV-2 Positive Control | not found
430 | PCR | Wuhan EasyDiagnosis Biomedicine Co., Ltd | Novel Coronavirus IgM antibody test kit (colloidal gold method) | Immuno | not found | not found | not found |  |  | not found |  | not found | not found
435 | PCR | Wuhan HealthCare Biotechnology Co., Ltd | Corona Virus Disease 2019 (COVID-19) Nucleic Acid Detection Kit | https://www.health-carebiotech.com/product-descriptions/corona-virus-disease-2019-covid-19-nucleic.html | not found | not found | not found |  |  | not found |  | not found | not found
437 | PCR | Xi'an Goldmag Nanobio Tech Co., Ltd | Real-Time RT-PCR assays for the detection of SARS-CoV-2 | http://www.zeesandx.com/products/sars-cov-2-test-kit-real-time-pcr.html | not found | not found | not found |  |  | not found |  | not found | not found
441 | PCR | Xiamen Zeesan Biotech Co., Ltd. | SARS-CoV-2 Test Kit | http://www.goldmag.com.cn/ | not found | not found | not found |  |  | not found |  | not found | not found
459 | PCR | BioGX | SARS-CoV-2 Open System Reagents for BD MAX |  | not found | single tubes | not found |  |  | not found |  | RNAase P positive control | not found | Based on CDC method https://www.cdc.gov/coronavirus/2019-ncov/downloads/rt-pcr-panel-primer-probes.pdf

## CE-IVD-ANTIBODY
ID | Type | Manufacturer | Commercial Name | TEST TYPE | TEST TYPE RESULT | FORMAT | DETECTION PRINCIPLE | SPECIMEN | ANTIGEN IgG | ANTIGEN IgM | ANTIGEN IgA | GUIDANCE AVAILABLE | READER | TIME (min) | FP | FN | LOD | ANALYSIS OF CROSS REACTIVITY | ROBUSTNESS | PRECISION | CALIBRATION | SENSITIVITY % | SPECIFICITY % | ACCURACY % | REPRODUCIBILITY | COMMENTS
14 | Immunoassay | AccuBioTech Co. Ltd | Accu-Tell COVID-19 IgG/IgM Rapid Test Cassette | Other | Qualitative | Strip | Chromatography | Whole Blood | Yes | Yes | No | Yes | Not Required | Not Found | Not Found | Not Found | Not Found | Not Found | Not Found | Not Found | Not Found | 97.4 (IgG); 86.8 (IgM) | 99.3 (IgG); 98.6 (IgM) | 98.9 (IgG); 96.1 (IgM) | Not Found | https://antibody-antibodies.com/featured/accu-tell-covid-19-igg-igm-rapid-test-cassette-whole-blood-serum-plasma-coronavirus-test/
21 | Immunoassay | Alfa Scientific Designs Inc. | DrivenFlow COVID-19 | Not Found | Other | Not Found | Chromatography | Not Found | Yes | Yes | Not Found | Not Found | Not Found | Not Found | Not Found | Not Found | Not Found | Not Found | Not Found | Not Found | Not Found | Not Found | Not Found | Not Found | Not Found | https://www.alfascientific.com/ announced on the website but not found
24 | Immunoassay | AmonMed Biotechnology Co., Ltd | COVID-19 IgM/IgG test kit (Rare Earth Nano Fluorescence Immunochromatography) | Not Found | Not Found | Not Found | Fluorescence | Not Found | Yes | Yes | Not Found | Not Found | Not Found | Not Found | Not Found | Not Found | Not Found | Not Found | Not Found | Not Found | Not Found | Not Found | Not Found | Not Found | Not Found | http://aode.juejinvr.cn/
25 | Immunoassay | AmonMed Biotechnology Co., Ltd | COVID-19 IgM/IgG test kit (Colloidal Gold) | Not Found | Not Found | Not Found | Colloidal Gold | Not Found | Yes | Yes | Not Found | Not Found | Not Found | Not Found | Not Found | Not Found | Not Found | Not Found | Not Found | Not Found | Not Found | Not Found | Not Found | Not Found | Not Found | http://aode.juejinvr.cn/
27 | Immunoassay | AmonMed Biotechnology Co., Ltd | COVID-19/Influenza A virus/Influenza B virus IgM combo test kit (Rare Earth Nano Fluorescence Immunochromatography) | Not Found | Not Found | Not Found | Fluorescence | Not Found | No | Yes | Not Found | Not Found | Not Found | Not Found | Not Found | Not Found | Not Found | Not Found | Not Found | Not Found | Not Found | Not Found | Not Found | Not Found | Not Found | http://aode.juejinvr.cn/
28 | Immunoassay | AmonMed Biotechnology Co., Ltd | COVID-19/Influenza A virus/Influenza B virus test kit (Rare Earth Nano Fluorescence Immunochromatography) | Not Found | Not Found | Not Found | Fluorescence | Not Found | Not Found | Not Found | Not Found | Not Found | Not Found | Not Found | Not Found | Not Found | Not Found | Not Found | Not Found | Not Found | Not Found | Not Found | Not Found | Not Found | Not Found | http://aode.juejinvr.cn/
36 | Immunoassay | Anomalous Materials Pte Ltd | 2019-nCoV IgG/IgM Rapid Testing Kit | Not Found | Qualitative | Strip | Colloidal Gold | Whole Blood | Yes | Yes | No | Yes | Not Required | 10 | Not Found | Not Found | Not Found | Not Found | Not Found | Not Reported | Not Found | 91.54 | 97.02 | Not Found | Not Found | http://www.vazymebiotech.com/COVID.html
39 | Immunoassay | Assure Tech. (Hangzhou) Co., Ltd | COVID-19 IgG/IgM Rapid Test Device | Not Found | Qualitative | Strip | Not Found | Whole Blood | Yes | Yes | No | No | Not Found | 15 | Not Found | Not Found | Not Found | Not Found | Not Found | Not Found | Not Found | Not Found | Not Found | Not Found | Not Found | http://www.diareagent.com/# cannot found the specifications
54 | Immunoassay | Beijing Abace Biology Co., Ltd | COVID-19 Antibody (IgG/IgM)Test Kit (Colloidal Gold Immunochromatography) | Not Found | Not Found | Not Found | Colloidal Gold | Not Found | Yes | Yes | No | Not Found | Not Found | Not Found | Not Found | Not Found | Not Found | Not Found | Not Found | Not Found | Not Found | Not Found | Not Found | Not Found | Not Found | https://www.abace-biology.com/
55 | Immunoassay | Beijing Abace Biology Co., Ltd | COVID-19 IgM Antibody Test Kit (ELISA) | Not Found | Not Found | Not Found | Fluorescence | Not Found | No | Yes | No | Not Found | Not Found | Not Found | Not Found | Not Found | Not Found | Not Found | Not Found | Not Found | Not Found | Not Found | Not Found | Not Found | Not Found | https://www.abace-biology.com/
56 | Immunoassay | Beijing Abace Biology Co., Ltd | COVID-19 IgG Antibody Test Kit (ELISA) | Not Found | Not Found | Not Found | Fluorescence | Not Found | Yes | No | No | Not Found | Not Found | Not Found | Not Found | Not Found | Not Found | Not Found | Not Found | Not Found | Not Found | Not Found | Not Found | Not Found | Not Found | https://www.abace-biology.com/
62 | Immunoassay | Beijing Diagreat Biotechnologies Co., Ltd | 2019-nCoV IgM Antibody Determination Kit | Other | Qualitative | Strip | Fluorescence | Whole Blood | Not Found | Not Found | Not Found | Yes | Required | 15 | Not Reported | Not Reported | Not Reported | Not Reported | Not Reported | Not Reported | Not Reported | Not Reported | Not Reported | Not Reported | Not Reported
63 | Immunoassay | Beijing Diagreat Biotechnologies Co., Ltd | 2019-nCoV IgG Antibody Determination Kit | Not Found | Qualitative | Strip | Not Found | Whole Blood | Yes | No | No | Yes | Required | 15 | Not Reported | Not Reported | Not Found | Not Found | Not Found | Not Found | Not Found | Not Found | Not Found | Not Found | Not Found | http://en.diagreat.com/prod_view.aspx?TypeId=76&Id=198&FId=t3:76:3
67 | Immunoassay | Beijing Kewei Clinical Diagnostic Reagent Inc. | Kewei COVID-19 IgM ELISA Test Kit | Not Found | Not Found | Not Found | Not Found | Not Found | No | Yes | Not Found | Not Found | Not Found | Not Found | Not Found | Not Found | Not Found | Not Found | Not Found | Not Found | Not Found | Not Found | Not Found | Not Found | Not Found | http://aode.juejinvr.cn/
69 | Immunoassay | Beijing Kewei Clinical Diagnostic Reagent Inc. | Kewei COVID-19 IgG ELISA Test Kit | Not Found | Not Found | Not Found | Not Found | Not Found | Yes | No | Not Found | Not Found | Not Found | Not Found | Not Found | Not Found | Not Found | Not Found | Not Found | Not Found | Not Found | Not Found | Not Found | Not Found | Not Found | http://aode.juejinvr.cn/
71 | Immunoassay | Beijing Kewei Clinical Diagnostic Reagent Inc. | Kewei COVID-19 IgG/IgM Rapid Test Kit (Colloidal Gold) | Not Found | Not Found | Not Found | Colloidal Gold | Not Found | Yes | Yes | Not Found | Not Found | Not Found | Not Found | Not Found | Not Found | Not Found | Not Found | Not Found | Not Found | Not Found | Not Found | Not Found | Not Found | Not Found | http://aode.juejinvr.cn/
72 | Immunoassay | Beijing Kewei Clinical Diagnostic Reagent Inc. | Kewei COVID-19 IgG/IgM Rapid Test Kit (Fluorescence) | Not Found | Not Found | Not Found | Fluorescence | Not Found | Yes | Yes | Not Found | Not Found | Not Found | Not Found | Not Found | Not Found | Not Found | Not Found | Not Found | Not Found | Not Found | Not Found | Not Found | Not Found | Not Found | http://aode.juejinvr.cn/
77 | Immunoassay | Beijing Tigsun Diagnostics Co. Ltd | Tigsun COVID-19 Combo IgM/IgG Rapid Test (Lateral Flow Method) | Other | Qualitative | Not Found | Chromatography | Whole Blood | Yes | Yes | No | No | Not Required | Not Reported | Not Reported | Not Reported | Not Reported | Not Found | Not Reported | Not Reported | Not Reported | Not Reported | Not Reported | Not Reported | Not Reported | immunochromatographic test
87 | Immunoassay | BIOHIT HealthCare (Hefei) Co., Ltd | SARS-CoV-2 IgM/IgG antibody test kit (Colloidal Gold Method) | Not Found | Qualitative | Strip | Colloidal Gold | Not Found | Yes | Yes | No | No | Not Required | 15 | Not Reported | Not Reported | Not Found | Not Found | Not Found | Not Found | Not Found | Not Found | Not Found | Not Found | Not Found | http://www.biohit.cn/en/info_75.aspx?itemid=43
88 | Immunoassay | BIOMAXIMA S.A. | 2019-nCoV IgG/IgM Rapid Test Cassette | Other | Qualitative | Strip | Not Found | Whole Blood | Yes | Yes | No | Yes | Not Required | 10 | Not Reported | Not Reported | Not Found | Not Found | Not Found | Not Found | Not Found | 100 (IgG); 85 (IgM) | 98 (IgG); 96 (IgM) | Not Found | Not Found | https://biomaxima.com/279-rapid-tests.html
90 | Immunoassay | BioMedomics, Inc. | COVID-19 IgM-IgG Dual Antibody Rapid Test | Point-Of-Care Test | Qualitative | Lateral flow/Test card | Colloidal Gold | Whole Blood | Yes | Yes | No | Yes | Not Required | 10 | Not Reported | Not Reported | Not Reported | Reported as not possible | Not Reported | Not Reported | Not Reported | 88.66 | 90.63 | Not Found | Not Reported | https://www.ncbi.nlm.nih.gov/pubmed/32104917
111 | Immunoassay | Camtech Diagnostics Pte Ltd | Camtech COVID-19 Rapid Test Kit | Other | Qualitative | Strip | Not Found | Whole Blood | Yes | Yes | No | Yes | Not Required | 10 | Not Reported | Not Reported | Not Reported | Not Found | Not Reported | Not Reported | Not Reported | 80 (IgM); 95 (IgG) | 98 (IgM); 99 (IgG) | After Day 5: 81-99 (IgM); 81-99 (IgG) | Not Reported | http://covid19-test.com/#rapidtk
116 | Immunoassay | Cellex Inc. | Cellex qSARS-CoV-2 IgGIgM Cassette Rapid Test | Point-Of-Care Test | Qualitative | Strip | Not Found | Whole Blood | Yes | Yes | No | Yes | Not Required | 15 | Not Found | Not Found | Not Reported | Not Reported | Not Found | Not Reported | Not Reported | 93.75 | 96.40 | Not Reported | Not Reported | http://cellex.us/uploadfile/download/20203301948166231.pdf
132 | Immunoassay | Core Technology Co., Ltd | COVID-19 IgM/IgG Ab Test | Not Found | Qualitative | Strip | Not Found | Not Found | Yes | Yes | No | No | Not Required | Not Reported | Not Reported | Not Reported | Not Reported | Not Reported | Not Found | Not Reported | Not Reported | Not Reported | Not Reported | Not Reported | Not Reported | http://www.coretests.com/product/278192183
143 | Immunoassay | CTK Biotech, Inc. | Aridia COVID-19 Real Time PCR Test | Not Found | Not Found | Not Found | Not Found | Whole Blood | Yes | Yes | No | Not Found | Not Required | 10 | Not Reported | Not Reported | Not Reported | Not Reported | Not Found | Not Reported | Not Reported | 96.9 | 99.40 | Not Reported | Not Reported | https://ctkbiotech.com/covid-19/
149 | Immunoassay | DRG International, Inc. | COVID-19 lgM, EIA-6147 | Manual Assay | Quantitative | Other | Fluorescence | Serum/Plasma | No | Yes | No | Yes | Required | 120 | Not Reported | Not Reported | 5U/mL | Not Reported | Not Reported | Not Reported | Not Reported | 100 (IgG); 45 (IgM) | 100 (IgG); 97.7 (IgM) | Not Reported | Reported | https://drg-international.com/coronavirus-covid-19-products/
150 | Immunoassay | DRG International, Inc. | COVID-19 lgG, EIA-6146 | Manual Assay | Quantitative | Other | Fluorescence | Serum/Plasma | Yes | No | No | Yes | Required | 120 | Not Reported | Not Reported | 5U/mL | Not Reported | Not Reported | Not Reported | Not Reported | 100 (IgG); 45 (IgM) | 100 (IgG); 97.7 (IgM) | Not Reported | Reported | https://drg-international.com/coronavirus-covid-19-products/
152 | Immunoassay | Dynamiker Biotechnology (Tianjin) Co., Ltd. | 2019 nCOV IgG/IgM Rapid Test | Not Found | Qualitative | Fingertip | Not Found | Whole Blood | Yes | Yes | No | Yes | Not Required | 10 | Not Reported | Not Reported | Not Reported | Not Reported | Not Reported | Not Reported | Not Reported | Not Reported | Not Reported | 92 | Not Reported | http://en.dynamiker.com/index/index/pro_info/aid/606.html
156 | Immunoassay | Edinburgh Genetics Limited | 2019 nCoV novel coronavirus antibody detection reagent (Colloidal gold) | Other | Qualitative | Strip | Colloidal Gold | Whole Blood | Yes | Yes | No | Yes | Not Required | 11 | Not Reported | Not Reported | Not Reported | Not Reported | Not Reported | Not Reported | Not Reported | 98 (IgM); 99 (IgG) | Not Reported | Not Found | Not Found | https://img1.wsimg.com/blobby/go/0bb0cb4f-fcc3-4a80-a429-81e323b73197/downloads/COVID-19%20Colloidal%20Gold%20Immunoassay%20Testing%20Ki.pdf?ver=1586095525430
157 | Immunoassay | Epitope Diagnostics, Inc. | EDI™ Novel Coronavirus COVID-19 IgG ELISA Kit | Manual Assay | Quantitative | Other | Not Found | Serum/Plasma | Yes | No | No | Not Found | Required | 120 | Not Found | Not Found | Not Found | Not Found | Not Found | Not Found | Not Found | 100 | 100 | Not Found | Not Found | http://www.epitopediagnostics.com/news/epitope-diagnostics-introduces-immunoassay-kits-for-detection-of-covid-19/2020/3/3
158 | Immunoassay | Epitope Diagnostics, Inc. | EDI™ Novel Coronavirus COVID-19 IgM ELISA Kit | Manual Assay | Quantitative | Other | Not Found | Serum/Plasma | Yes | No | No | Not Found | Required | 120 | Not Found | Not Found | Not Found | Not Found | Not Found | Not Found | Not Found | 100 | 100 | Not Found | Not Found | http://www.epitopediagnostics.com/news/epitope-diagnostics-introduces-immunoassay-kits-for-detection-of-covid-19/2020/3/3
160 | Immunoassay | EUROIMMUN AG | Anti-SARS-CoV-2 ELISA (IgA) | Manual Assay | Qualitative | Other | Not Found | Serum/Plasma | No | No | Yes | Not Found | Not Required | Not Found | Not Found | Not Found | Not Found | Not Found | Not Found | Not Found | Not Found | Not Found | Not Found | Not Found | Not Found | https://www.coronavirus-diagnostics.com/antibody-detection-tests-for-covid-19.html
161 | Immunoassay | EUROIMMUN AG | Anti-SARS-CoV-2 ELISA (IgG) | Manual Assay | Qualitative | Other | Not Found | Serum/Plasma | Yes | No | No | Not Found | Not Required | Not Found | Not Found | Not Found | Not Found | Not Found | Not Found | Not Found | Not Found | Not Found | Not Found | Not Found | Not Found | https://www.coronavirus-diagnostics.com/antibody-detection-tests-for-covid-19.html
169 | Immunoassay | GenBody, Inc. | GenBody COVID-19 IgM/IgG | Not Found | Other | Fingertip | Not Found | Whole Blood | Yes | Yes | No | Not Found | Required | 20 | Not Reported | Not Reported | Not Found | Not Reported | Not Reported | Not Reported | Not Reported | 80 (IgM); 95 (IgG) | 98.3 (IgM); 99 (IgG) | Not Reported | Not Reported | https://www.asiatechdaily.com/genbody-coronavirus-test-kit/
190 | Immunoassay | Getein Biotech, Inc. | One Step Test for Novel Coronavirus(2019-nCoV) IgM/IgG antibody (Colloidal Gold) | Other | Qualitative | Not Found | Not Found | Whole Blood | Yes | Yes | No | Not Found | Not Found | Not Found | Not Found | Not Found | Not Found | Not Reported | Not Reported | Not Found | Not Reported | Not Found | Not Found | Not Reported | Not Found | http://en.bio-gp.com.cn/
192 | Immunoassay | Goldsite Diagnostics Inc. | SARS-CoV-2 IgG/IgM Kit (manual) | Manual Assay | Qualitative | Strip | Fluorescence | Whole Blood | Yes | Yes | No | Not Found | Not Required | Not Found | Not Found | Not Found | Not Found | Not Reported | Not Reported | Not Found | Not Reported | Not Found | Not Found | Not Reported | Not Found | http://en.goldsite.com.cn/prod_view.aspx?TypeId=139&Id=275&Fid=t3:139:3
208 | Immunoassay | Hanghzhou AllTest Biotech Co., Ltd | 2019-nCoV IgG/IgM Rapid Test Cassette | Not Found | Qualitative | Not Found | Chromatography | Whole Blood | Yes | Yes | Not Found | Not Found | Not Found | Not Found | Not Reported | Not Reported | Not Reported | Not Reported | Not Reported | Not Reported | Not Reported | Not Reported | Not Reported | Not Reported | Not Reported | http://www.alltests.com.cn/EN/Prodetail.asp?newsid=1771&cclassid=2&classid=2
212 | Immunoassay | Hangzhou Biotest Biotech Co., Ltd | COVID-19 IgG/IgM Rapid Test Cassette (Whole Blood/Serum/Plasma) | Manual Assay | Qualitative | Lateral flow/Test card | Chromatography | Whole Blood | Yes | Yes | No | Yes | Not Required | 15 | Reported | Reported | Not Reported | Reported as not possible | Not Reported | Not Reported | Not Reported | 96 (IgG); 88 (IgM) | 100 | 98 (IgG); 94 (IgM) | Not Reported | http://www.alltests.com.cn/EN/Default.asp
219 | Immunoassay | Humasis | Humasis COVID-19 IgG/IgM Test | Not Found | Not Found | Not Found | Not Found | Not Found | Not Found | Not Found | Not Found | Not Found | Not Found | Not Found | Not Found | Not Found | Not Found | Not Found | Not Found | Not Found | Not Found | Not Found | Not Found | Not Found | Not Found | http://html.i-plan.co.kr/503jsp.html ; the website doesnt exist
220 | Immunoassay | Hunan Lituo Biotechnology Co., Ltd | COVID-19 IgG/IgM Detection Kit (Colloidal Gold) | Not Found | Not Found | Not Found | Not Found | Not Found | Not Found | Not Found | Not Found | Not Found | Not Found | Not Found | Not Found | Not Found | Not Found | Not Found | Not Found | Not Found | Not Found | Not Found | Not Found | Not Found | Not Found | http://www.lituo.com.cn/en/ ; kit not found on the webiste
227 | Immunoassay | Innovita Biological Technology Co. Ltd | 2019-nCoV Ab Test (Colloidal Gold) (IgM/IgG Whole Blood/Serum/Plasma Combo) | Other | Qualitative | Strip | Colloidal Gold | Whole Blood | Yes | Yes | No | Not Found | Not Found | 15 | Not Found | Not Found | Not Found | Not Found | Not Found | Not Found | Not Found | Not Found | Not Found | Not Found | Not Found | http://www.innovita.com.cn/html/cn/
228 | Immunoassay | InTec Products, Inc. | Rapid SARS-CoV-2 Antibody Test | Not Found | Not Found | Not Found | Not Found | Not Found | Not Found | Not Found | Not Found | Not Found | Not Found | 15 | Not Found | Not Found | Not Reported | Not Found | Not Found | Not Found | Not Found | 95.2 | 98 | Not Reported | Not Found
229 | Immunoassay | InTec Products, Inc. | Rapid SARS-CoV-2 Antibody (IgM/IgG) | Not Found | Not Found | Not Found | Not Found | Not Found | Yes | Yes | No | Not Found | Not Found | 15 | Not Found | Not Found | Not Reported | Not Found | Not Found | Not Found | Not Found | 94.4 | 98 | Not Reported | Not Found
236 | Immunoassay | Jiangsu Bioperfectus Technologies Co. Ltd | PerfectPOC Novel Corona Virus (SARS-CoV-2) IgM/IgG Rapid Test Kit | Not Found | Not Found | Not Found | Not Found | Not Found | Yes | Yes | Not Found | Not Found | Not Found | Not Found | Not Found | Not Found | Not Reported | Not Found | Not Found | Not Found | Not Found | Not Reported | Not Reported | Not Reported | Not Found | NO INFO ON THE WEBSITE
262 | Immunoassay | Liming Bio-Products Co., Ltd | SrongStep®Novel Coronavirus (SARS-CoV-2) Multiplex Real-Time PCR Kit | [22 empty] | PCR
263 | Immunoassay | Liming Bio-Products Co., Ltd | COVID-19 Antigen Rapid Test Device | [22 empty] | DEVICE; not found
264 | Immunoassay | Liming Bio-Products Co., Ltd | COVID-19 IgG/IgM Combo Rapid Test Device | Other | Qualitative | Strip | Not Found | Whole Blood | Yes | Yes | No | Yes | Not Required | 15 | Not Reported | Not Reported | Not Reported | Not Found | Not Found | Not Found | Not Found | IgG 82.2 (IgG); 64.7% (IgM) | 100 (IgG); 100 (IgM) | Not Reported | Not Reported | http://www.limingbio.com/index.php?m=content&c=index&a=show&catid=11&id=114&typeid=58
265 | Immunoassay | LOMINA AG | SARS-CoV-2(COVID19)IgM/IgG Antibody Fast Detection Kit | Not Found | Qualitative | Strip | Not Found | Not Found | Yes | Yes | No | No | Not Found | 8 | Not Found | Not Found | Not Found | Not Found | Not Found | Not Found | Not Found | Not Found | Not Found | Not Found | Not Found | https://www.test-covid19.eu/
268 | Immunoassay | LumiQuick Diagnostics Inc. | QuickProfile™ 2019-nCoV IgG/IgM Combo Test Card | Not Found | Qualitative | Strip | Not Found | Not Found | Yes | Yes | No | No | Not Found | 15 | Not Found | Not Found | Not Found | Not Found | Not Found | Not Found | Not Found | Not Found | Not Found | Not Found | Not Found | https://lumiquick.co/: Available upon request
276 | Immunoassay | MedicalSystem Biotechnology Co., Ltd | COVID-19 IgM/IgG Rapid Test Cassette | Not Found | Not Found | Not Found | Not Found | Not Found | Yes | Yes | No | No | Not Found | Not Found | Not Found | Not Found | Not Found | Not Found | Not Found | Not Found | Not Found | Not Found | Not Found | Not Found | Not Found | http://en.nbmedicalsystem.com/en/ ; kit not found on the website
285 | Immunoassay | Mokobio Biotechnology R&D Center | SARS-CoV-2 IgM & IgG Quantum Dot Immunoassay | Manual Assay | Qualitative | Other | Fluorescence | Serum/Plasma | Yes | Yes | No | Yes | Required | 60 | Not Found | Not Found | Not Found | Reported as possible | Not Found | Not Found | Not Found | 89.52 | 99.36 | Not Found | Not Found | https://563f9237-025b-4834-92d0-51d8b5bd215b.filesusr.com/ugd/27a18f_fdce6973ac164916b92f81fdc7430023.pdf
289 | Immunoassay | nal von minden GmbH | NADAL® COVID-19 IgG/IgM Test (243003N-25, 243002N-20, 243001N-10) | Manual Assay | Qualitative | Lateral flow/Test card | Chromatography | Whole Blood | Yes | Yes | No | Yes | Not Required | 10 | Reported | Reported | Not Reported | Reported as possible | Not Reported | Not Reported | Not Reported | 94.1 | 98.2 | Not Found | Reported | Confidence 95%
293 | Immunoassay | Nantong Egens Biotechnology Co., LTD | EGENS COVID-19 IgG/IgM Rapid Test Kit | Not Found | Not Found | Not Found | Not Found | Not Found | Not Found | Not Found | Not Found | Not Found | Not Found | Not Found | Not Found | Not Found | Not Found | Not Found | Not Found | Not Found | Not Found | Not Found | Not Found | Not Found | Not Found
307 | Immunoassay | PCL Inc. | PCL COVID19 IgG/IgM Rapid Gold | Not Found | Not Found | Not Found | Not Found | Not Found | Not Found | Not Found | Not Found | Not Found | Not Found | Not Found | Not Found | Not Found | Not Found | Not Found | Not Found | Not Found | Not Found | Not Found | Not Found | Not Found | Not Found
309 | Immunoassay | PEPperPRINT GmbH | PEPperCHIP® SARS-CoV-2 Proteome Microarray (manual) | [22 empty] | MICROARRAY
310 | Immunoassay | PerGrande BioTech Development Co., Ltd | SARS-CoV-2 Antibody Detection Kit (Colloidal Gold Immunochromatographic assay) | Not Found | Not Found | Not Found | Not Found | Not Found | Not Found | Not Found | Not Found | Not Found | Not Found | Not Found | Not Found | Not Found | Not Found | Not Found | Not Found | Not Found | Not Found | Not Found | Not Found | Not Found | Not Found | kit and website not found
318 | Immunoassay | PRIMA Lab S.A. | PRIMA COVID-19 IgG/IgM Rapid Test (For Professional Use) | Point-Of-Care Test | Qualitative | Lateral flow/Test card | Chromatography | Whole Blood | Yes | Yes | Not Found | No | Not Required | 10 | Not Found | Not Found | Not Found | Not Found | Not Found | Not Found | Not Found | Not Found | Not Found | Not Found | Not Found
337 | Immunoassay | RayBiotech | Coronavirus (SARS-CoV-2) IgM/IgG Test Kit (Colloidal Gold) | Manual Assay | Qualitative | Lateral flow/Test card | Colloidal Gold | Whole Blood | Yes | Yes | No | Yes | Not Required | 10 | Not Found | Not Found | Not Found | Not Reported | Not Found | Not Found | Not Found | 95 | 91 | Not Found | Not Found
346 | Immunoassay | SD BIOSENSOR Inc. | STANDARD Q COVID-19 IgM/IgG Duo Test | Point-Of-Care Test | Qualitative | Strip | Not Found | Whole Blood | Yes | Yes | No | Yes | Not Required | 10 | Not Found | Not Found | Not Reported | Not Reported | Not Reported | Not Reported | Not Reported | 81.8 | 96.7 | Not Reported | Not Found | http://sdbiosensor.com/xe/product/7662
351 | Immunoassay | SensingSelf, Pte, Ltd, Singapore | EDR COVID 19 Rapid Test Kit (IgM/IgG) | Manual Assay | Qualitative | Lateral flow/Test card | Colloidal Gold | Whole Blood | Yes | Yes | Not Found | Not Found | Not Required | Not Found | Not Found | Not Found | Not Found | Reported as not possible | Not Found | Not Found | Not Found | 82 (IgM); 93 (IgG) | 96 (IgM); 97 (IgG) | 92.8 (IgM); 96.5 (IgG) | Not Found | https://sensingself.me/covid.php
354 | Immunoassay | servoprax GmbH | Cleartest Corona, Covid-19 | [22 empty] | Not found on the official website
357 | Immunoassay | Shanghai Chemtron Biotech Co. Ltd | 2019-nCoV IgM Antibody Diagnostic Kit (Colloidal gold) | [22 empty] | Not found on the official website
366 | Immunoassay | Shenzhen Bioeasy Biotechnology Co., Ltd | Bioeasy 2019-nCoV Total Ab GICA Rapid Test | Not Found | Qualitative | Fingertip | Colloidal Gold | Whole Blood | Yes | Yes | Not Found | Yes | Not Required | 15 | Not Reported | Not Reported | Not Reported | Not Reported | Not Reported | Not Reported | Not Reported | Not Reported | Not Reported | Not Reported | Not Reported | http://en.bioeasy.com.tr/2019-novel-coronavirus-2019-ncov-ab-gica-rapid-test-kit/
369 | Immunoassay | Shenzhen Tailored Medical Ltd | Novel Coronavirus (SARS-CoV-2) IgM/IgG Antibody Assay Kit (Colloidal Gold Method) | [22 empty] | Under development on the official website
370 | Immunoassay | Shenzhen Yhlo Biotech Co. Ltd | iFlash-SARS-CoV-2 IgM | Not Found | Not Found | Not Found | Not Found | Not Found | Not Found | Not Found | Not Found | Not Found | Not Found | Not Found | Not Found | Not Found | Not Found | Not Found | Not Found | Not Found | Not Found | Not Found | Not Found | Not Found | Not Found | Not info on the official website
371 | Immunoassay | Shenzhen Yhlo Biotech Co. Ltd | iFlash-SARS-CoV-2 IgG | Not Found | Not Found | Not Found | Not Found | Not Found | Not Found | Not Found | Not Found | Not Found | Not Found | Not Found | Not Found | Not Found | Not Found | Not Found | Not Found | Not Found | Not Found | Not Found | Not Found | Not Found | Not Found | Not info on the official website
374 | Immunoassay | Snibe Co., Ltd (Shenzhen New Industries Biomedical Engineering Co., Ltd) | MAGLUMI 2019-nCoV IgG (CLIA) | Not Found | Not Found | Not Found | Not Found | Not Found | Not Found | Not Found | Not Found | Not Found | Not Found | Not Found | Not Found | Not Found | Not Found | Not Found | Not Found | Not Found | Not Found | Not Found | Not Found | Not Found | Not Found | Not info on the official website
375 | Immunoassay | Snibe Co., Ltd (Shenzhen New Industries Biomedical Engineering Co., Ltd) | MAGLUMI 2019-nCoV IgM (CLIA) | Not Found | Not Found | Not Found | Not Found | Not Found | Not Found | Not Found | Not Found | Not Found | Not Found | Not Found | Not Found | Not Found | Not Found | Not Found | Not Found | Not Found | Not Found | Not Found | Not Found | Not Found | Not Found | Not info on the official website
383 | Immunoassay | Sugentech, Inc. | SGTi-flex COVID-19 IgM/IgG (manual) | Manual Assay | Qualitative | Not Found | Colloidal Gold | Whole Blood | Yes | Yes | No | Not Found | Not Found | Not Found | Not Found | Not Found | Not Found | Not Found | Not Found | Not Found | Not Found | Not Found | Not Found | Not Found | Not Found | http://sugentech.com/products/products-view.php?ct=7&target=32
384 | Immunoassay | Sugentech, Inc. | SGTi-flex COVID-19 IgM (RDT) | Other | Qualitative | Not Found | Colloidal Gold | Whole Blood | No | Yes | No | Not Found | Not Found | Not Found | Not Found | Not Found | Not Found | Not Found | Not Found | Not Found | Not Found | Not Found | Not Found | Not Found | Not Found | http://sugentech.com/products/products-view.php?ct=7&target=32
385 | Immunoassay | Sugentech, Inc. | SGTi-flex COVID-19 IgM (manual) | Manual Assay | Qualitative | Not Found | Colloidal Gold | Whole Blood | No | Yes | No | Not Found | Not Found | Not Found | Not Found | Not Found | Not Found | Not Found | Not Found | Not Found | Not Found | Not Found | Not Found | Not Found | Not Found | http://sugentech.com/products/products-view.php?ct=7&target=32
386 | Immunoassay | Sugentech, Inc. | SGTi-flex COVID-19 IgG (RDT) | Other | Qualitative | Not Found | Colloidal Gold | Whole Blood | Yes | No | No | Not Found | Not Found | Not Found | Not Found | Not Found | Not Found | Not Found | Not Found | Not Found | Not Found | Not Found | Not Found | Not Found | Not Found | http://sugentech.com/products/products-view.php?ct=7&target=32
387 | Immunoassay | Sugentech, Inc. | SGTi-flex COVID-19 IgM/IgG (manual) | Manual Assay | Qualitative | Not Found | Colloidal Gold | Whole Blood | Yes | Yes | No | Not Found | Not Found | Not Found | Not Found | Not Found | Not Found | Not Found | Not Found | Not Found | Not Found | Not Found | Not Found | Not Found | Not Found | http://sugentech.com/products/products-view.php?ct=7&target=32
388 | Immunoassay | Sugentech, Inc. | SGTi-flex COVID-19 IgM/IgG (RDT) | Other | Qualitative | Not Found | Colloidal Gold | Whole Blood | Yes | Yes | No | Not Found | Not Found | Not Found | Not Found | Not Found | Not Found | Not Found | Not Found | Not Found | Not Found | Not Found | Not Found | Not Found | Not Found | http://sugentech.com/products/products-view.php?ct=7&target=32
390 | Immunoassay | Sure Bio-Tech (USA) Co., Ltd | SARS-CoV-2 IgM/IgG Ab Rapid Test | Auto Assay | Qualitative | Not Found | Not Found | Not Found | Yes | Yes | No | Not Found | Not Found | Not Found | Not Found | Not Found | Not Found | Not Found | Not Found | Not Found | Not Found | Not Found | Not Found | Not Found | Not Found | https://www.surebiotech.com/rapid-test/rapid-infectious-disease-test/#toggle-id-17
391 | Immunoassay | Sure Bio-Tech (USA) Co., Ltd | SARS-CoV-2 IgM Ab Rapid Test | Auto Assay | Qualitative | Not Found | Not Found | Not Found | No | Yes | No | Not Found | Not Found | Not Found | Not Found | Not Found | Not Found | Not Found | Not Found | Not Found | Not Found | Not Found | Not Found | Not Found | Not Found | https://www.surebiotech.com/rapid-test/rapid-infectious-disease-test/#toggle-id-17
392 | Immunoassay | Sure Bio-Tech (USA) Co., Ltd | SARS-CoV-2 IgG Ab Rapid Test | Auto Assay | Qualitative | Not Found | Not Found | Not Found | Yes | No | No | Not Found | Not Found | Not Found | Not Found | Not Found | Not Found | Not Found | Not Found | Not Found | Not Found | Not Found | Not Found | Not Found | Not Found | https://www.surebiotech.com/rapid-test/rapid-infectious-disease-test/#toggle-id-17
396 | Immunoassay | Taizhou ZECEN Biotech Co., Ltd | SARS-CoV-2 IgM (CE-IVD) | Not Found | Not Found | Not Found | Not Found | Not Found | Not Found | Not Found | Not Found | Not Found | Not Found | Not Found | Not Found | Not Found | Not Found | Not Found | Not Found | Not Found | Not Found | Not Found | Not Found | Not Found | Not Found | kit and website not found
397 | Immunoassay | Taizhou ZECEN Biotech Co., Ltd | SARS-CoV-2 IgG (CE-IVD) | Not Found | Not Found | Not Found | Not Found | Not Found | Not Found | Not Found | Not Found | Not Found | Not Found | Not Found | Not Found | Not Found | Not Found | Not Found | Not Found | Not Found | Not Found | Not Found | Not Found | Not Found | Not Found | kit and website not found
404 | Immunoassay | Tianjin MNCHIP Technologies Co., Ltd | Anti-COVID-19 virus IgM/IgG rapid test kit (Colloidal gold assay) | Not Found | Not Found | Not Found | Not Found | Not Found | Not Found | Not Found | Not Found | Not Found | Not Found | Not Found | Not Found | Not Found | Not Found | Not Found | Not Found | Not Found | Not Found | Not Found | Not Found | Not Found | Not Found | kit and website not found
405 | Immunoassay | Tianjin MNCHIP Technologies Co., Ltd. | Anti-COVID-19 virus IgM/IgG rapid test kit (Colloidal gold assay) | Not Found | Not Found | Not Found | Not Found | Not Found | Not Found | Not Found | Not Found | Not Found | Not Found | Not Found | Not Found | Not Found | Not Found | Not Found | Not Found | Not Found | Not Found | Not Found | Not Found | Not Found | Not Found | kit and website not found
425 | Immunoassay | Vircell S.L. | COVID-19 ELISA IgG | Not Found | Not Found | Not Found | Not Found | Not Found | Not Found | Not Found | Not Found | Not Found | Not Found | Not Found | Not Found | Not Found | Not Found | Not Found | Not Found | Not Found | Not Found | Not Found | Not Found | Not Found | Not Found | kit and website not found
428 | Immunoassay | VivaChek Biotech (Hangzhou) Co., Ltd | VivaDiag COVID-19 IgM/IgG Rapid Test | Manual Assay | Qualitative | Lateral flow/Test card | Colloidal Gold | Whole Blood | Yes | Yes | No | Not Found | Not Required | 20 | Reported | Reported | Not Reported | Not Reported | Not Reported | Not Reported | Not Reported | 97 (IgG); 81 (IgM) | 100 | 98.3 | Not Found | See DOI: 10.1002/jmv.25800; https://www.vivachek.com/vivachek/English/prods/prod-covid19.html
429 | Immunoassay | VivaChek Biotech (Hangzhou) Co., Ltd | VivaDiag COVID-19 IgM/IgG Rapid Test | Manual Assay | Qualitative | Lateral flow/Test card | Colloidal Gold | Whole Blood | Yes | Yes | No | Not Found | Not Required | 15 | Reported | Reported | Not Reported | Not Reported | Not Reported | Not Reported | Not Reported | 98 (IgG); 81 (IgM) | 100 | 98.3 | Not Found | See DOI: 10.1002/jmv.25800; https://www.vivachek.com/vivachek/English/prods/prod-covid19.html
431 | Immunoassay | Wuhan Easydiagnosis Biomedicine Co., Ltd | SARS-CoV-2 nucleic acid test kit | Not Found | Not Found | Not Found | Not Found | Not Found | Not Found | Not Found | Not Found | Not Found | Not Found | Not Found | Not Found | Not Found | Not Found | Not Found | Not Found | Not Found | Not Found | Not Found | Not Found | Not Found | Not Found | kit and website not found
432 | Immunoassay | Wuhan EasyDiagnosis Biomedicine Co., Ltd | Novel Coronavirus IgG antibody test kit (colloidal gold method) | Not Found | Not Found | Not Found | Not Found | Not Found | Not Found | Not Found | Not Found | Not Found | Not Found | Not Found | Not Found | Not Found | Not Found | Not Found | Not Found | Not Found | Not Found | Not Found | Not Found | Not Found | Not Found | kit and website not found
433 | Immunoassay | Wuhan EasyDiagnosis Biomedicine Co.,Ltd | Novel Coronavirus IgM antibody test kit (colloidal gold method) | Not Found | Not Found | Not Found | Not Found | Not Found | Not Found | Not Found | Not Found | Not Found | Not Found | Not Found | Not Found | Not Found | Not Found | Not Found | Not Found | Not Found | Not Found | Not Found | Not Found | Not Found | Not Found | kit and website not found
434 | Immunoassay | Wuhan EasyDiagnosis Biomedicine Co.,Ltd | Novel Coronavirus IgG antibody test kit (colloidal gold method) | Not Found | Qualitative | Not Found | Colloidal Gold | Whole Blood | Yes | No | No | No | Not Found | Not Found | Not Found | Not Found | Not Found | Not Found | Not Found | Not Found | Not Found | Not Found | Not Found | Not Found | Not Found | http://www.mdeasydiagnosis.com/en/products/infectiousdiseases/2020-03-20/65.html SARS-CoV-2 IgM/IgG Antibody Test Kit
438 | Immunoassay | Xiamen Biotime Biotechnology Co., Ltd | SARS-CoV-2 IgG/IgM Rapid Qualitative Test Kit | Auto Assay | Qualitative | Strip | Colloidal Gold | Whole Blood | Yes | Yes | No | No | Not Found | Not Found | Not Found | Not Found | Not Found | Not Found | Not Found | Not Found | Not Found | Not Found | Not Found | Not Found | Not Found | http://www.biotime.cn/En_Pr_d_gci_80_id_69.html
439 | Immunoassay | Xiamen Boson Biotech Co. Ltd | Rapid 2019-nCoV IgG/IgM Combo Test Card | Not Found | Not Found | Not Found | Not Found | Not Found | Not Found | Not Found | Not Found | Not Found | Not Found | Not Found | Not Found | Not Found | Not Found | Not Found | Not Found | Not Found | Not Found | Not Found | Not Found | Not Found | Not Found | kit and website not found
440 | Immunoassay | Xiamen Wiz Biotech Co. Ltd | Diagnostic Kit (Colloidal Gold) for IgG/IgM Antibody to SARS-COV-2 | Not Found | Not Found | Not Found | Not Found | Not Found | Not Found | Not Found | Not Found | Not Found | Not Found | Not Found | Not Found | Not Found | Not Found | Not Found | Not Found | Not Found | Not Found | Not Found | Not Found | Not Found | Not Found | kit and website not found
444 | Immunoassay | Yuno Diagnostics Co., Ltd | Novel coronavirus(SARS-CoV-2) IgG/IgM Antibody Combined Test Kits | Not Found | Not Found | Not Found | Not Found | Not Found | Not Found | Not Found | Not Found | Not Found | Not Found | Not Found | Not Found | Not Found | Not Found | Not Found | Not Found | Not Found | Not Found | Not Found | Not Found | Not Found | Not Found | kit and website not found
451 | Immunoassay | Zhejiang Orient Gene Biotech | COVID-19 IgG/IgM Rapid Test | Manual Assay | Quantitative | Test card | Colloidal Gold | Whole Blood | Yes | Yes | No | Not Found | Not Required | Not Found | Not Found | Not Found | Not Found | Not Found | Not Found | Not Found | Not Found | Not Found | Not Found | Not Found | Not Found
452 | Immunoassay | Zhejiang Gene Science Co., Ltd | Novel Coronavirus (2019-nCoV) IgM/IgG Antibodies Detection Kit | Manual Assay | Qualitative | Test card | Not Found | Whole Blood | Yes | Yes | No | Not Found | Not Required | Not Found | Not Found | Not Found | Not Found | Not Found | Not Found | Not Found | Not Found | Not Found | Not Found | Not Found | Not Found
460 | Immunoassay | Changsha Sinocare, Inc. | SARS-CoV-2 Antibody Test Strip | Other | Qualitative | Strip | Colloidal Gold | Whole Blood | Yes | Yes | No | Yes | Not Required | 20 | Not Reported | Not Reported | Not Reported | Not Reported | Not Reported | 90 | Not Reported | 95.00 | 98.3 | Not Reported | Not Reported | http://www.biocomdiagnostics.co.za/Admin/uploads/Biocom%20Diagnostics/documents/COVID19/SiniCare%20SARS-CoV-2%20test%20strip%20flyer.pdf
461 | Immunoassay | Guangzhou Wondfo Biotech Co., Ltd | Wondfo SARS-CoV-2 Antibody Test (lateral flow method) | Other | Not Found | Not Found | Chromatography | Whole Blood | Yes | Yes | No | No | Not Required | 15 | Not Reported | Not Reported | Not Reported | Not Reported | Not Reported | Not Reported | Not Reported | Not Reported | Not Reported | Not Reported | Not Reported | https://en.wondfo.com.cn/product/wondfo-sars-cov-2-antibody-test-lateral-flow-method-2/
463 | Immunoassay | Qingdao Hightop Biotech | Hightop SARS-CoV-2 IgM/IgG Antibody Rapid Test | Manual Assay | Qualitative | Lateral flow/Test card | Chromatography | Whole Blood | Yes | Yes | No | Yes | Not Required | 10 | Reported | Reported | Not Found | Reported as not possible | Reported | Not Reported | Not Reported | 82 (IgM); 93 (IgG) | 96 (IgM); 97 (IgG) | 92.8 (IgM); 96 (IgG) | Reported
464 | Immunoassay | Biozek - Inzek International Trading | COVID-19 IgG/IgM Rapid Test Cassette | Manual Assay | Qualitative | Lateral flow/Test card | Chromatography | Whole Blood | Yes | Yes | No | Yes | Not Required | 10 | Reported | Reported | Not Found | Not Found | Reported | Not Reported | Not Reported | 100 (IgG); 85 (IgM) | 98 (IgG); 96 (IgM) | 98.6 (IgG); 92.9 (IgM) | Not Found
465 | Immunoassay | ACRO Biotech | COVID-19 IgG/IgM Rapid Test Cassette | Manual Assay | Qualitative | Lateral flow/Test card | Chromatography | Whole Blood | Yes | Yes | No | Yes | Not Required | 10 | Reported | Reported | Not Found | Not Found | Reported | Not Reported | Not Reported | 100 (IgG); 85 (IgM) | 98 (IgG); 96 (IgM) | 98.6 (IgG); 92.9 (IgM) | Not Found
466 | Immunoassay | SURESCREEN Diagnostics | Rapid Immunoassay Test Cassette | Manual Assay | Qualitative | Lateral flow/Test card | Chromatography | Whole Blood | Yes | Yes | No | Yes | Not Required | 10 | Reported | Reported | Not Found | Not Reported | Not Reported | Not Reported | Not Reported | 100 (IgG); 91.8 (IgM) | 99.5 (IgG); 97.2 (IgM) | 99.6 (IgG); 97.8 (IgM) | Not Found
467 | Immunoassay | MEXACARE | COVID-19 IgG/IgM | Manual Assay | Qualitative | Lateral flow/Test card | Chromatography | Whole Blood | Yes | Yes | No | Yes | Not Required | 10 | Reported | Reported | Not Found | Not Found | Not Reported | Not Reported | Not Reported | 100 (IgG); 87.9 (IgM) | 100 (IgG); 97.2 (IgM) | Not Found | Not Found

## CE-IVD-ANTIGEN
ID | Type | Manufacturer | Commercial Name | TEST TYPE | TEST TYPE RESULT | FORMAT | DETECTION PRINCIPLE | SPECIMEN | ANTIGEN IgG | ANTIGEN IgM | ANTIGEN IgA | GUIDANCE AVAILABLE | READER | TIME (min) | FP | FN | LOD | ANALYSIS OF CROSS REACTIVITY | ROBUSTNESS | PRECISION | CALIBRATION | SENSITIVITY % | SPECIFICITY % | ACCURACY % | REPRODUCIBILITY | COMMENTS | TYPE OF ANTIGEN
26 | Immunoassay | AmonMed Biotechnology Co., Ltd | COVID-19 Antigen Test Kit (Rare Earth Nano Fluorescence Immunochromatography) | Not Found | Not Found | Not Found | Fluorescence | Not Found | Not Found | Not Found | Not Found | Not Found | Not Found | Not Found | Not Found | Not Found | Not Found | Not Found | Not Found | Not Found | Not Found | Not Found | Not Found | Not Found | Not Found | http://aode.juejinvr.cn/ | not found
52 | Immunoassay | Beijing Abace Biology Co., Ltd | COVID-19 Viral Antigen Test Kit (Colloidal Gold Immunochromatography) | Not Found | Not Found | Not Found | Colloidal Gold | Not Found | Not Found | Not Found | Not Found | Not Found | Not Found | Not Found | Not Found | Not Reported | Not Found | Not Found | Not Found | Not Found | Not Found | Not Found | Not Found | Not Found | Not Found | https://www.abace-biology.com/ | not found
53 | Immunoassay | Beijing Abace Biology Co., Ltd | COVID-19 Viral Antigen Test Kit (ELISA) | Not Found | Not Found | Not Found | Fluorescence | Not Found | Not Found | Not Found | Not Found | Not Found | Not Found | Not Found | Not Found | Not Found | Not Found | Not Found | Not Found | Not Found | Not Found | Not Found | Not Found | Not Found | Not Found | https://www.abace-biology.com/ | not found
68 | Immunoassay | Beijing Kewei Clinical Diagnostic Reagent Inc. | Kewei COVID-19 Antigen ELISA Test Kit | Not Found | Not Found | Not Found | Not Found | Not Found | Not Found | Not Found | Not Found | Not Found | Not Found | Not Found | Not Found | Not Found | Not Found | Not Found | Not Found | Not Found | Not Found | Not Found | Not Found | Not Found | Not Found | http://aode.juejinvr.cn/ | not found
70 | Immunoassay | Beijing Kewei Clinical Diagnostic Reagent Inc. | Kewei COVID-19 Antigen Rapid Test Kit (Fluorescence) | Not Found | Not Found | Not Found | Fluorescence | Not Found | Not Found | Not Found | Not Found | Not Found | Not Found | Not Found | Not Found | Not Found | Not Found | Not Found | Not Found | Not Found | Not Found | Not Found | Not Found | Not Found | Not Found | http://aode.juejinvr.cn/ | not found
76 | Immunoassay | Beijing Savant Biotechnology Co., Ltd | SARS-Cov-2 Antigen Fluorescence Rapid Detection Kit | Not Found | Not Found | Not Found | Not Found | Not Found | Not Found | Not Found | Not Found | Not Found | Not Found | Not Found | Not Found | Not Found | Not Found | Not Found | Not Found | Not Found | Not Found | Not Found | Not Found | Not Found | Not Found | http://www.huaketai.com/ | not found
133 | Immunoassay | Coris BioConcept | COVID-19 Ag Respi-Strip | Other | Qualitative | Dipstick | Not Found | Nasal swab | Not Found | Not Found | Not Found | Yes | Not Required | 15 | Not Reported | Not Reported | Not Reported | Not Reported | Not Found | Not Reported | Not Reported | 60.3 | 100 | 87.9 | Not Reported | https://www.corisbio.com/pdf/Products/SARS-COVID-19_20200326_3.pdf | Antigen
233 | Immunoassay | Jiangsu Bioperfectus Technologies Co. Ltd | PerfectPOC Novel Corona Virus (SARS-CoV-2) Ag Rapid Test Kit | Not Found | Not Found | Not Found | Not Found | Not Found | Not Found | Not Found | Not Found | Not Found | Not Found | Not Found | Not Found | Not Found | Not Reported | Not Found | Not Found | Not Found | Not Found | Not Reported | Not Reported | Not Reported | Not Found | http://www.s-sbio.cn/ | not found
308 | Immunoassay | PCL Inc. | PCL COVID19 Ag Rapid FIA | Not Found | Not Found | Not Found | Not Found | Not Found | Not Found | Not Found | Not Found | Not Found | Not Found | Not Found | Not Found | Not Found | Not Found | Not Found | Not Found | Not Found | Not Found | Not Found | Not Found | Not Found | Not Found |  | not found
344 | Immunoassay | SD BIOSENSOR Inc. | STANDARD F COVID-19 Ag FIA | Not Found | Not Found | Not Found | Not Found | Nasal swab | Not Found | Not Found | Not Found | No | Required | 30 | Not Found | Not Found | Not Reported | Not Reported | Not Reported | Not Reported | Not Reported | Not Reported | Not Reported | Not Reported | Not Reported | http://sdbiosensor.com/xe/product/7677 | nucleoprotein antigens
345 | Immunoassay | SD BIOSENSOR Inc. | STANDARD Q COVID-19 Ag Test | Not Found | Not Found | Not Found | Not Found | Nasal swab | Not Found | Not Found | Not Found | No | Not Found | 30 | Not Found | Not Found | Not Reported | Not Reported | Not Reported | Not Reported | Not Reported | Not Reported | Not Reported | Not Reported | Not Reported | http://sdbiosensor.com/xe/product/7672 | Antigen
365 | Immunoassay | Shenzhen Bioeasy Biotechnology Co., Ltd | Bioeasy 2019-nCoV Ag Fluorescence Rapid Test Kit (Time-Resolved Fluorescence) | Not Found | Qualitative | Strip | Fluorescence | Nasal swab/saliva | Not Found | Not Found | Not Found | No | Required | 10 | Not Reported | Not Reported | Not Reported | Not Reported | Not Reported | Not Reported | Not Reported | Not Reported | Not Reported | Not Reported | Not Reported | http://en.bioeasy.com.tr/2019-novel-coronavirus-2019-ncov-ag-test-kit-fluorescence-immunochromatographic-assay/ | Antigen
462 | Immunoassay | Zhejiang Orient Gene Biotech | Coronavirus Ag Rapid Test Cassette (Swab) | Manual Assay | Qualitative | Lateral flow/Test card | Chromatography | Whole Blood | Not Found | Not Found | Not Found | Yes | Not Required | 10 | Not Found | Not Found | Not Found | Not Found | Not Found | Not Found | Not Found | Not Found | Not Found | Not Found | Not Found | http://www.orientgene.com/asp-en/product/list.aspx?category_id=1094&product_id=8398 | not found